## Sheet102
#NAME? | D62

## Sheet0
Scenario Two (yellow)
Tue Dec 03 2019 23:46:33 GMT+0000 (Greenwich Mean Time)
Setup Information:
Building
Location | UK - London
Building length, side A | N/A
Building length, side B | N/A
Simulation Type
Simulation Type | one_sided
Window Description
Typology | dgu_nb
Glazing Type | clear
Window Area | 0%
Wall Description
Insulation R-Value | 99999999.9 m2-K/W
Occupancy
Type | Low-rise Residential
Occupancy Load | 0.000 people per m2
Lighting Requirements | 400 lux
Equipment Load | 0.00 W/m2
Room Ventilation
Air Change Rate per Occupant | 15.0 liters / sec per person
Total Air Change Rate | 0.0 roomfuls per hour
Lighting Control
Lighting Control | lights do not respond to daylight: all lights fully on while building is occupied
Representative Room
Orientation | north
Room Depth | 27 m
Room Width | 5 m
Room Height | 2.2 m
Thermal Mass
Thermal Mass | none
Overhang
Overhang Depth | 0 m
Roof
Roof Type | adiabatic roof
Simulation Results:
Primary Energy Use and CO2 Emissions
| heating | cooling | lighting | total | CO2
| energy | energy | energy | energy | emissions
| (kWh/m2) | (kWh/m2) | (kWh/m2) | (kWh/m2) | (kg/m2)
January | 34.1 | 0 | 7.3 | 41.4 | 8.3
February | 28.2 | 0 | 6.6 | 34.8 | 7
March | 32.1 | 0 | 7.3 | 39.4 | 7.9
April | 25.7 | 0 | 7.1 | 32.8 | 6.6
May | 18.6 | 0 | 7.3 | 25.9 | 5.2
June | 9.3 | 0 | 7.1 | 16.4 | 3.3
July | 4.2 | 0 | 7.3 | 11.5 | 2.3
August | 4.1 | 0 | 7.3 | 11.4 | 2.3
September | 10 | 0 | 7.1 | 17.1 | 3.4
October | 15.3 | 0 | 7.3 | 22.6 | 4.5
November | 26 | 0 | 7.1 | 33.1 | 6.6
December | 28.4 | 0 | 7.3 | 35.7 | 7.1
Total | 236 | 0 | 86.1 | 322.1 | 64.4 | yearly energy
January
| solar | solar | direct | diffuse | outdoor | indoor | window | heating | blinds
| altitude | azimuth | radiation | radiation | temp. | temp. | temp. | load | closed
| (degrees) | (degrees) | (W-h/m2) | (W-h/m2) | (K) | (K) | (K) | (W-h/m2) | (% time)
midnight | -58.1 | 13.3 | 0 | 0 | 275.9 | 294.1 | 0 | 134.1 | 0
1:00 | -54.2 | 37.6 | 0 | 0 | 275.8 | 294.1 | 0 | 133.3 | 0
2:00 | -47.5 | 57.1 | 0 | 0 | 275.8 | 294.1 | 0 | 131.7 | 0
3:00 | -39.2 | 72.7 | 0 | 0 | 275.7 | 294.1 | 0 | 127.6 | 0
4:00 | -30.2 | 85.8 | 0 | 0 | 275.6 | 294.1 | 0 | 130.3 | 0
5:00 | -21.1 | 97.6 | 0 | 0 | 275.6 | 294.1 | 0 | 130.1 | 0
6:00 | -12.3 | 108.9 | 0 | 0 | 275.5 | 294.1 | 0 | 127.8 | 0
7:00 | -4 | 120.3 | 0 | 0 | 275.5 | 294.1 | 0 | 126.6 | 0
8:00 | 3.3 | 132.2 | 0 | 5.1 | 275.7 | 296.4 | 0 | 2.2 | 0
9:00 | 9.3 | 144.9 | 0 | 20.2 | 276.1 | 295.2 | 0 | 4.5 | 0
10:00 | 13.6 | 158.4 | 0 | 34.6 | 276.5 | 297.3 | 0 | 2 | 0
11:00 | 15.9 | 172.7 | 0 | 40.5 | 276.7 | 296.2 | 0 | 3.8 | 0
noon | 15.9 | -172.7 | 0 | 42.7 | 277.2 | 295.1 | 0 | 4 | 0
13:00 | 13.6 | -158.4 | 0 | 38.1 | 277.6 | 297.1 | 0 | 1.9 | 0
14:00 | 9.3 | -144.9 | 0 | 26.7 | 277.5 | 296.2 | 0 | 4 | 0
15:00 | 3.3 | -132.2 | 0 | 13.2 | 277.3 | 295 | 0 | 4.1 | 0
16:00 | -4 | -120.3 | 0 | 0.6 | 277 | 296.7 | 0 | 2.1 | 0
17:00 | -12.3 | -108.9 | 0 | 0 | 276.8 | 296 | 0 | 4.8 | 0
18:00 | -21.1 | -97.6 | 0 | 0 | 276.5 | 295 | 0 | 5.2 | 0
19:00 | -30.2 | -85.8 | 0 | 0 | 276.3 | 296.7 | 0 | 2.5 | 0
20:00 | -39.2 | -72.7 | 0 | 0 | 276.1 | 295.7 | 0 | 4.8 | 0
21:00 | -47.5 | -57.1 | 0 | 0 | 276.1 | 294.9 | 0 | 4.5 | 0
22:00 | -54.2 | -37.6 | 0 | 0 | 276 | 296.4 | 0 | 2.6 | 0
23:00 | -58.1 | -13.3 | 0 | 0 | 275.9 | 295.6 | 0 | 4.8 | 0
February
| solar | solar | direct | diffuse | outdoor | indoor | window | heating | blinds
| altitude | azimuth | radiation | radiation | temp. | temp. | temp. | load | closed
| (degrees) | (degrees) | (W-h/m2) | (W-h/m2) | (K) | (K) | (K) | (W-h/m2) | (% time)
midnight | -50.4 | 11.4 | 0 | 0 | 275.4 | 294.1 | 0 | 114.5 | 0
1:00 | -46.9 | 33 | 0 | 0 | 275.3 | 294.1 | 0 | 108.7 | 0
2:00 | -40.8 | 51.4 | 0 | 0 | 275.2 | 294.1 | 0 | 112.9 | 0
3:00 | -32.9 | 66.9 | 0 | 0 | 275.2 | 294.1 | 0 | 119.4 | 0
4:00 | -24.2 | 80.2 | 0 | 0 | 275.2 | 294.1 | 0 | 121.4 | 0
5:00 | -15.1 | 92.3 | 0 | 0 | 275.1 | 294.1 | 0 | 126 | 0
6:00 | -6.1 | 104 | 0 | 0 | 275.1 | 294.1 | 0 | 125.8 | 0
7:00 | 2.4 | 115.9 | 0 | 2.3 | 275.1 | 294.1 | 0 | 129.6 | 0
8:00 | 10.1 | 128.3 | 0 | 20.6 | 275.5 | 296.4 | 0 | 2.3 | 0
9:00 | 16.5 | 141.8 | 0 | 40.4 | 276.1 | 295.3 | 0 | 4 | 0
10:00 | 21.2 | 156.4 | 0 | 55.1 | 276.7 | 297.2 | 0 | 2 | 0
11:00 | 23.7 | 172 | 0 | 60.6 | 277.3 | 296.4 | 0 | 3.9 | 0
noon | 23.7 | -172 | 0 | 65.1 | 277.9 | 295.2 | 0 | 3.3 | 0
13:00 | 21.2 | -156.4 | 0 | 57 | 278.4 | 297.2 | 0 | 1.6 | 0
14:00 | 16.5 | -141.8 | 0 | 53.5 | 278.5 | 296.2 | 0 | 3.2 | 0
15:00 | 10.1 | -128.3 | 0 | 36 | 278.3 | 295 | 0 | 3.6 | 0
16:00 | 2.4 | -115.9 | 0 | 14.5 | 277.7 | 296.9 | 0 | 1.8 | 0
17:00 | -6.1 | -104 | 0 | 0.3 | 277.1 | 295.8 | 0 | 4 | 0
18:00 | -15.1 | -92.3 | 0 | 0 | 276.7 | 294.9 | 0 | 3.9 | 0
19:00 | -24.2 | -80.2 | 0 | 0 | 276.3 | 296.9 | 0 | 2.3 | 0
20:00 | -32.9 | -66.9 | 0 | 0 | 276 | 295.6 | 0 | 4.5 | 0
21:00 | -40.8 | -51.4 | 0 | 0 | 275.7 | 295 | 0 | 4.2 | 0
22:00 | -46.9 | -33 | 0 | 0 | 275.5 | 296.6 | 0 | 2.1 | 0
23:00 | -50.4 | -11.4 | 0 | 0 | 275.4 | 295.4 | 0 | 3.9 | 0
March
| solar | solar | direct | diffuse | outdoor | indoor | window | heating | blinds
| altitude | azimuth | radiation | radiation | temp. | temp. | temp. | load | closed
| (degrees) | (degrees) | (W-h/m2) | (W-h/m2) | (K) | (K) | (K) | (W-h/m2) | (% time)
midnight | -39 | 9.6 | 0 | 0 | 276.9 | 294.1 | 0 | 126.5 | 0
1:00 | -36 | 28.2 | 0 | 0 | 276.8 | 294.1 | 0 | 130.1 | 0
2:00 | -30.6 | 45 | 0 | 0 | 276.7 | 294.1 | 0 | 134.3 | 0
3:00 | -23.4 | 59.7 | 0 | 0 | 276.5 | 294.1 | 0 | 126.8 | 0
4:00 | -15 | 72.9 | 0 | 0 | 276.3 | 294.1 | 0 | 128 | 0
5:00 | -6.1 | 85.2 | 0 | 0 | 276.4 | 294.1 | 0 | 122.8 | 0
6:00 | 2.9 | 97.1 | 0 | 4.1 | 276.6 | 294.1 | 0 | 115.3 | 0
7:00 | 11.8 | 109.3 | 0 | 24.9 | 276.9 | 294.1 | 0 | 112.3 | 0
8:00 | 20 | 122.4 | 0 | 48.1 | 277.4 | 296.4 | 0 | 1.8 | 0
9:00 | 27 | 136.9 | 0 | 66.7 | 278 | 295.1 | 0 | 2.8 | 0
10:00 | 32.2 | 153.1 | 0 | 85.8 | 278.8 | 297.3 | 0 | 1.3 | 0
11:00 | 35.1 | 170.8 | 0 | 100 | 279.8 | 296.2 | 0 | 2.3 | 0
noon | 35.1 | -170.8 | 0 | 101.7 | 280.5 | 295.2 | 0 | 2.2 | 0
13:00 | 32.2 | -153.1 | 0 | 93 | 281.2 | 297 | 0 | 0.9 | 0
14:00 | 27 | -136.9 | 0 | 79.8 | 281.5 | 296 | 0 | 2 | 0
15:00 | 20 | -122.4 | 0 | 58.9 | 281.4 | 295.2 | 0 | 2.2 | 0
16:00 | 11.8 | -109.3 | 0 | 34.5 | 280.9 | 296.8 | 0 | 1.3 | 0
17:00 | 2.9 | -97.1 | 0 | 15.4 | 280.1 | 295.9 | 0 | 3 | 0
18:00 | -6.1 | -85.2 | 0 | 0 | 279.4 | 295.1 | 0 | 3 | 0
19:00 | -15 | -72.9 | 0 | 0 | 278.7 | 296.7 | 0 | 1.9 | 0
20:00 | -23.4 | -59.7 | 0 | 0 | 278.2 | 295.7 | 0 | 4.2 | 0
21:00 | -30.6 | -45 | 0 | 0 | 277.8 | 295 | 0 | 4.3 | 0
22:00 | -36 | -28.2 | 0 | 0 | 277.3 | 296.5 | 0 | 2.7 | 0
23:00 | -39 | -9.6 | 0 | 0 | 277.1 | 295.5 | 0 | 5 | 0
April
| solar | solar | direct | diffuse | outdoor | indoor | window | heating | blinds
| altitude | azimuth | radiation | radiation | temp. | temp. | temp. | load | closed
| (degrees) | (degrees) | (W-h/m2) | (W-h/m2) | (K) | (K) | (K) | (W-h/m2) | (% time)
midnight | -27.1 | 8.3 | 0 | 0 | 278.5 | 294.1 | 0 | 103.6 | 0
1:00 | -24.5 | 24.4 | 0 | 0 | 278.2 | 294.1 | 0 | 101.7 | 0
2:00 | -19.7 | 39.5 | 0 | 0 | 278 | 294.1 | 0 | 103.3 | 0
3:00 | -13.1 | 53.3 | 0 | 0 | 277.7 | 294.1 | 0 | 105.3 | 0
4:00 | -5.2 | 66 | 0 | 0 | 277.4 | 294.1 | 0 | 104.2 | 0
5:00 | 3.4 | 78 | 3 | 8 | 277.6 | 294.1 | 0 | 103.2 | 0
6:00 | 12.4 | 89.8 | 0.4 | 33.9 | 278.1 | 294.1 | 0 | 106.8 | 0
7:00 | 21.5 | 102 | 0 | 60.7 | 278.8 | 294.1 | 0 | 103.7 | 0
8:00 | 30.1 | 115.3 | 0 | 79.7 | 279.5 | 296.4 | 0 | 1.4 | 0
9:00 | 37.7 | 130.6 | 0 | 102.3 | 280.6 | 295.3 | 0 | 2.5 | 0
10:00 | 43.7 | 148.5 | 0 | 121.4 | 281.5 | 297.1 | 0 | 1 | 0
11:00 | 47 | 169.1 | 0 | 133.9 | 282.5 | 296.2 | 0 | 1.6 | 0
noon | 47 | -169.1 | 0 | 135.6 | 283.5 | 295.3 | 0 | 1.3 | 0
13:00 | 43.7 | -148.5 | 0 | 127.4 | 284.2 | 296.8 | 0 | 0.5 | 0
14:00 | 37.7 | -130.6 | 0 | 116.3 | 284.7 | 296 | 0 | 1 | 0
15:00 | 30.1 | -115.3 | 0 | 86.8 | 285 | 295.3 | 0 | 0.9 | 0
16:00 | 21.5 | -102 | 0 | 66.8 | 284.7 | 296.8 | 0 | 0.5 | 0
17:00 | 12.4 | -89.8 | 0.5 | 41.3 | 283.9 | 295.8 | 0 | 1.4 | 0
18:00 | 3.4 | -78 | 12.3 | 16.4 | 283 | 295.2 | 0 | 1.7 | 0
19:00 | -5.2 | -66 | 0 | 0 | 282 | 296.3 | 0 | 0.9 | 0
20:00 | -13.1 | -53.3 | 0 | 0 | 281 | 295.8 | 0 | 2.2 | 0
21:00 | -19.7 | -39.5 | 0 | 0 | 280 | 295.1 | 0 | 2.4 | 0
22:00 | -24.5 | -24.4 | 0 | 0 | 279.3 | 296.3 | 0 | 1.6 | 0
23:00 | -27.1 | -8.3 | 0 | 0 | 278.6 | 295.8 | 0 | 3.3 | 0
May
| solar | solar | direct | diffuse | outdoor | indoor | window | heating | blinds
| altitude | azimuth | radiation | radiation | temp. | temp. | temp. | load | closed
| (degrees) | (degrees) | (W-h/m2) | (W-h/m2) | (K) | (K) | (K) | (W-h/m2) | (% time)
midnight | -17.9 | 7.4 | 0 | 0 | 281 | 294.1 | 0 | 74 | 0
1:00 | -15.5 | 22 | 0 | 0 | 280.8 | 294.1 | 0 | 74.7 | 0
2:00 | -11.1 | 35.8 | 0 | 0 | 280.5 | 294.1 | 0 | 75.1 | 0
3:00 | -5 | 48.7 | 0 | 0 | 280.2 | 294.1 | 0 | 73.7 | 0
4:00 | 2.4 | 60.8 | 12.8 | 10.9 | 280.2 | 294.1 | 0 | 76.1 | 0
5:00 | 10.7 | 72.3 | 41.5 | 40.6 | 280.5 | 294.1 | 0 | 75.8 | 0
6:00 | 19.6 | 83.7 | 18 | 62.9 | 280.9 | 294.1 | 0 | 76 | 0
7:00 | 28.7 | 95.6 | 0 | 84.8 | 281.8 | 294.1 | 0 | 67.7 | 0
8:00 | 37.6 | 108.8 | 0 | 101.3 | 282.7 | 296.5 | 0 | 0.5 | 0
9:00 | 45.8 | 124.4 | 0 | 131.7 | 283.7 | 295.5 | 0 | 1 | 0
10:00 | 52.4 | 143.6 | 0 | 145.9 | 284.8 | 296.9 | 0 | 0.3 | 0
11:00 | 56.2 | 167.2 | 0 | 152.2 | 285.8 | 296.3 | 0 | 0.4 | 0
noon | 56.2 | -167.2 | 0 | 145.7 | 286.8 | 295.6 | 0 | 0.3 | 0
13:00 | 52.4 | -143.6 | 0 | 137.1 | 287.6 | 296.6 | 0 | 0.2 | 0
14:00 | 45.8 | -124.4 | 0 | 134.2 | 288 | 296.3 | 0 | 0.3 | 0
15:00 | 37.6 | -108.8 | 0 | 116.3 | 288 | 295.8 | 0 | 0.3 | 0
16:00 | 28.7 | -95.6 | 0 | 97.6 | 287.9 | 296.5 | 0 | 0.2 | 0
17:00 | 19.6 | -83.7 | 19 | 74.3 | 287.3 | 296.2 | 0 | 0.3 | 0
18:00 | 10.7 | -72.3 | 47.9 | 48.7 | 286.3 | 295.9 | 0 | 0.3 | 0
19:00 | 2.4 | -60.8 | 25.2 | 18.1 | 285.1 | 296.3 | 0 | 0.3 | 0
20:00 | -5 | -48.7 | 0 | 0 | 284 | 295.9 | 0 | 0.6 | 0
21:00 | -11.1 | -35.8 | 0 | 0 | 283.1 | 295.9 | 0 | 0.8 | 0
22:00 | -15.5 | -22 | 0 | 0 | 282.3 | 295.9 | 0 | 0.9 | 0
23:00 | -17.9 | -7.4 | 0 | 0 | 281.5 | 295.8 | 0 | 1.1 | 0
June
| solar | solar | direct | diffuse | outdoor | indoor | window | heating | blinds
| altitude | azimuth | radiation | radiation | temp. | temp. | temp. | load | closed
| (degrees) | (degrees) | (W-h/m2) | (W-h/m2) | (K) | (K) | (K) | (W-h/m2) | (% time)
midnight | -13.8 | 7 | 0 | 0 | 284.5 | 294.3 | 0 | 41.4 | 0
1:00 | -11.6 | 21 | 0 | 0 | 284.2 | 294.2 | 0 | 40.5 | 0
2:00 | -7.3 | 34.3 | 0 | 0 | 283.9 | 294.2 | 0 | 37.1 | 0
3:00 | -1.4 | 46.7 | 0 | 0 | 283.6 | 294.2 | 0 | 36 | 0
4:00 | 5.8 | 58.4 | 47 | 27.4 | 283.7 | 294.2 | 0 | 37.7 | 0
5:00 | 14 | 69.7 | 54.6 | 52.4 | 284.2 | 294.2 | 0 | 37.7 | 0
6:00 | 22.8 | 80.8 | 26.7 | 76.8 | 284.6 | 294.2 | 0 | 39 | 0
7:00 | 31.9 | 92.5 | 0 | 90.6 | 285.2 | 294.2 | 0 | 37.3 | 0
8:00 | 40.9 | 105.5 | 0 | 104.6 | 286.2 | 296.6 | 0 | 0.2 | 0
9:00 | 49.2 | 121 | 0 | 130.5 | 287.2 | 296 | 0 | 0.3 | 0
10:00 | 56.1 | 140.8 | 0 | 140.9 | 288.1 | 296.7 | 0 | 0.1 | 0
11:00 | 60.2 | 166 | 0 | 149.1 | 289.1 | 296.7 | 0 | 0.2 | 0
noon | 60.2 | -166 | 0 | 150.4 | 290 | 296.3 | 0 | 0.1 | 0
13:00 | 56.1 | -140.8 | 0 | 149.6 | 290.6 | 296.8 | 0 | 0 | 0
14:00 | 49.2 | -121 | 0 | 133.5 | 291 | 296.9 | 0 | 0.1 | 0
15:00 | 40.9 | -105.5 | 0 | 111.8 | 291.1 | 296.7 | 0 | 0 | 0
16:00 | 31.9 | -92.5 | 0 | 113.1 | 290.9 | 296.7 | 0 | 0 | 0
17:00 | 22.8 | -80.8 | 25.1 | 93.4 | 290.2 | 296.5 | 0 | 0.1 | 0
18:00 | 14 | -69.7 | 50.8 | 67.2 | 289.3 | 296.1 | 0 | 0.2 | 0
19:00 | 5.8 | -58.4 | 47.8 | 41 | 288.3 | 296.1 | 0 | 0.1 | 0
20:00 | -1.4 | -46.7 | 0 | 0 | 287.4 | 296.5 | 0 | 0.3 | 0
21:00 | -7.3 | -34.3 | 0 | 0 | 286.4 | 296.1 | 0 | 0.3 | 0
22:00 | -11.6 | -21 | 0 | 0 | 285.7 | 296 | 0 | 0.4 | 0
23:00 | -13.8 | -7 | 0 | 0 | 284.8 | 296.3 | 0 | 0.4 | 0
July
| solar | solar | direct | diffuse | outdoor | indoor | window | heating | blinds
| altitude | azimuth | radiation | radiation | temp. | temp. | temp. | load | closed
| (degrees) | (degrees) | (W-h/m2) | (W-h/m2) | (K) | (K) | (K) | (W-h/m2) | (% time)
midnight | -15.9 | 7.2 | 0 | 0 | 286.4 | 295.7 | 0 | 15.1 | 0
1:00 | -13.7 | 21.5 | 0 | 0 | 286.1 | 295.6 | 0 | 18.5 | 0
2:00 | -9.3 | 35.1 | 0 | 0 | 285.6 | 295.6 | 0 | 18.7 | 0
3:00 | -3.3 | 47.8 | 0 | 0 | 285.3 | 295.6 | 0 | 17.1 | 0
4:00 | 4 | 59.7 | 7.4 | 13.9 | 285.5 | 295.6 | 0 | 17.5 | 0
5:00 | 12.3 | 71 | 22.1 | 43.4 | 285.8 | 295.6 | 0 | 16.2 | 0
6:00 | 21.1 | 82.3 | 12.9 | 72.5 | 286.4 | 295.6 | 0 | 16.8 | 0
7:00 | 30.2 | 94.1 | 0 | 90.2 | 286.8 | 295.6 | 0 | 14.8 | 0
8:00 | 39.2 | 107.3 | 0 | 107.5 | 287.6 | 297.2 | 0 | 0 | 0
9:00 | 47.4 | 122.8 | 0 | 130 | 288.7 | 297.1 | 0 | 0 | 0
10:00 | 54.2 | 142.4 | 0 | 152.9 | 289.7 | 297.3 | 0 | 0 | 0
11:00 | 58.1 | 166.6 | 0 | 166.1 | 290.7 | 297.1 | 0 | 0 | 0
noon | 58.1 | -166.6 | 0 | 174.3 | 291.7 | 297.6 | 0 | 0 | 0
13:00 | 54.2 | -142.4 | 0 | 161.4 | 292.5 | 297.4 | 0 | 0 | 0
14:00 | 47.4 | -122.8 | 0 | 145.3 | 292.9 | 297.3 | 0 | 0 | 0
15:00 | 39.2 | -107.3 | 0 | 120.5 | 293 | 297.2 | 0 | 0 | 0
16:00 | 30.2 | -94.1 | 0 | 114.7 | 292.8 | 297.3 | 0 | 0 | 0
17:00 | 21.1 | -82.3 | 18.9 | 91.1 | 292.4 | 297.4 | 0 | 0 | 0
18:00 | 12.3 | -71 | 59.5 | 68.5 | 291.5 | 297.2 | 0 | 0 | 0
19:00 | 4 | -59.7 | 57.7 | 35.1 | 290.4 | 297.2 | 0 | 0 | 0
20:00 | -3.3 | -47.8 | 0 | 0 | 289.3 | 297.1 | 0 | 0 | 0
21:00 | -9.3 | -35.1 | 0 | 0 | 288.4 | 297 | 0 | 0 | 0
22:00 | -13.7 | -21.5 | 0 | 0 | 287.5 | 296.8 | 0 | 0.1 | 0
23:00 | -15.9 | -7.2 | 0 | 0 | 286.8 | 296.9 | 0 | 0 | 0
August
| solar | solar | direct | diffuse | outdoor | indoor | window | heating | blinds
| altitude | azimuth | radiation | radiation | temp. | temp. | temp. | load | closed
| (degrees) | (degrees) | (W-h/m2) | (W-h/m2) | (K) | (K) | (K) | (W-h/m2) | (% time)
midnight | -23.7 | 7.9 | 0 | 0 | 286.4 | 295.4 | 0 | 13.1 | 0
1:00 | -21.3 | 23.5 | 0 | 0 | 286 | 295.3 | 0 | 14.3 | 0
2:00 | -16.6 | 38.1 | 0 | 0 | 285.9 | 295.2 | 0 | 15.9 | 0
3:00 | -10.1 | 51.6 | 0 | 0 | 285.4 | 295.2 | 0 | 17 | 0
4:00 | -2.4 | 64.1 | 0 | 0 | 285.1 | 295.1 | 0 | 19.2 | 0
5:00 | 6 | 75.9 | 12.7 | 19 | 285.3 | 295.1 | 0 | 18.5 | 0
6:00 | 15.1 | 87.6 | 5.8 | 45.6 | 285.9 | 295.1 | 0 | 17.6 | 0
7:00 | 24.2 | 99.7 | 0 | 76 | 286.5 | 295.1 | 0 | 17.7 | 0
8:00 | 32.9 | 113.1 | 0 | 96.4 | 287.3 | 297 | 0 | 0 | 0
9:00 | 40.7 | 128.5 | 0 | 119 | 288.2 | 296.7 | 0 | 0 | 0
10:00 | 46.9 | 146.9 | 0 | 144.3 | 289.3 | 297 | 0 | 0 | 0
11:00 | 50.3 | 168.5 | 0 | 156.9 | 290.4 | 297 | 0 | 0 | 0
noon | 50.3 | -168.5 | 0 | 169.1 | 291.3 | 297 | 0 | 0 | 0
13:00 | 46.9 | -146.9 | 0 | 150.2 | 292 | 297.2 | 0 | 0 | 0
14:00 | 40.7 | -128.5 | 0 | 130.8 | 292.5 | 297.2 | 0 | 0 | 0
15:00 | 32.9 | -113.1 | 0 | 103.7 | 292.6 | 297.2 | 0 | 0 | 0
16:00 | 24.2 | -99.7 | 0 | 76.7 | 292.2 | 297.3 | 0 | 0 | 0
17:00 | 15.1 | -87.6 | 6.3 | 56.4 | 291.7 | 297.3 | 0 | 0 | 0
18:00 | 6 | -75.9 | 24.9 | 35.1 | 290.9 | 297.3 | 0 | 0 | 0
19:00 | -2.4 | -64.1 | 0 | 6 | 289.9 | 296.9 | 0 | 0 | 0
20:00 | -10.1 | -51.6 | 0 | 0 | 289 | 297.1 | 0 | 0 | 0
21:00 | -16.6 | -38.1 | 0 | 0 | 288.1 | 297.1 | 0 | 0 | 0
22:00 | -21.3 | -23.5 | 0 | 0 | 287.3 | 296.8 | 0 | 0.1 | 0
23:00 | -23.7 | -7.9 | 0 | 0 | 286.6 | 296.7 | 0 | 0 | 0
September
| solar | solar | direct | diffuse | outdoor | indoor | window | heating | blinds
| altitude | azimuth | radiation | radiation | temp. | temp. | temp. | load | closed
| (degrees) | (degrees) | (W-h/m2) | (W-h/m2) | (K) | (K) | (K) | (W-h/m2) | (% time)
midnight | -35.1 | 9.1 | 0 | 0 | 284.9 | 295.5 | 0 | 41.7 | 0
1:00 | -32.3 | 26.9 | 0 | 0 | 284.8 | 295.4 | 0 | 41.6 | 0
2:00 | -27.1 | 43.1 | 0 | 0 | 284.5 | 295.4 | 0 | 41.1 | 0
3:00 | -20 | 57.5 | 0 | 0 | 284.3 | 295.3 | 0 | 40.5 | 0
4:00 | -11.8 | 70.6 | 0 | 0 | 284.1 | 295.3 | 0 | 41.2 | 0
5:00 | -3 | 82.8 | 0 | 0.3 | 284 | 295.3 | 0 | 43.3 | 0
6:00 | 6 | 94.7 | 0 | 19.9 | 284.3 | 295.3 | 0 | 41.5 | 0
7:00 | 15 | 107 | 0 | 44.4 | 284.7 | 295.3 | 0 | 36.7 | 0
8:00 | 23.3 | 120.2 | 0 | 67.9 | 285.4 | 297 | 0 | 0.4 | 0
9:00 | 30.6 | 135 | 0 | 89.9 | 286.1 | 296.4 | 0 | 0.6 | 0
10:00 | 36 | 151.7 | 0 | 104.9 | 286.8 | 297.4 | 0 | 0.2 | 0
11:00 | 39 | 170.3 | 0 | 105.9 | 287.6 | 296.9 | 0 | 0.2 | 0
noon | 39 | -170.3 | 0 | 104.9 | 288.3 | 296.6 | 0 | 0.1 | 0
13:00 | 36 | -151.7 | 0 | 101.4 | 288.9 | 297.1 | 0 | 0 | 0
14:00 | 30.6 | -135 | 0 | 92.6 | 289.4 | 297.1 | 0 | 0.2 | 0
15:00 | 23.3 | -120.2 | 0 | 73.2 | 289.5 | 296.8 | 0 | 0.2 | 0
16:00 | 15 | -107 | 0 | 44.6 | 289.3 | 297.1 | 0 | 0 | 0
17:00 | 6 | -94.7 | 0 | 23.9 | 288.6 | 297.1 | 0 | 0.2 | 0
18:00 | -3 | -82.8 | 0 | 2.4 | 287.8 | 296.7 | 0 | 0.2 | 0
19:00 | -11.8 | -70.6 | 0 | 0 | 287.1 | 296.9 | 0 | 0.4 | 0
20:00 | -20 | -57.5 | 0 | 0 | 286.5 | 296.7 | 0 | 0.8 | 0
21:00 | -27.1 | -43.1 | 0 | 0 | 285.9 | 296.5 | 0 | 0.9 | 0
22:00 | -32.3 | -26.9 | 0 | 0 | 285.3 | 296.6 | 0 | 0.6 | 0
23:00 | -35.1 | -9.1 | 0 | 0 | 285 | 296.7 | 0 | 0.9 | 0
October
| solar | solar | direct | diffuse | outdoor | indoor | window | heating | blinds
| altitude | azimuth | radiation | radiation | temp. | temp. | temp. | load | closed
| (degrees) | (degrees) | (W-h/m2) | (W-h/m2) | (K) | (K) | (K) | (W-h/m2) | (% time)
midnight | -47 | 10.8 | 0 | 0 | 282.1 | 294.4 | 0 | 56.8 | 0
1:00 | -43.7 | 31.4 | 0 | 0 | 282.1 | 294.4 | 0 | 55.6 | 0
2:00 | -37.8 | 49.3 | 0 | 0 | 282 | 294.4 | 0 | 57.1 | 0
3:00 | -30.1 | 64.6 | 0 | 0 | 281.8 | 294.4 | 0 | 57.9 | 0
4:00 | -21.5 | 78 | 0 | 0 | 281.8 | 294.4 | 0 | 59.4 | 0
5:00 | -12.4 | 90.2 | 0 | 0 | 281.7 | 294.4 | 0 | 64.2 | 0
6:00 | -3.4 | 102 | 0 | 0.8 | 281.8 | 294.4 | 0 | 64.9 | 0
7:00 | 5.2 | 114 | 0 | 16.8 | 282.2 | 294.4 | 0 | 63.9 | 0
8:00 | 13 | 126.6 | 0 | 37.6 | 282.6 | 296.6 | 0 | 0.6 | 0
9:00 | 19.7 | 140.4 | 0 | 61.3 | 283.3 | 295.8 | 0 | 1.2 | 0
10:00 | 24.5 | 155.5 | 0 | 70.4 | 283.9 | 297 | 0 | 0.5 | 0
11:00 | 27.1 | 171.7 | 0 | 81.3 | 284.6 | 296.3 | 0 | 0.9 | 0
noon | 27.1 | -171.7 | 0 | 79 | 285.1 | 295.6 | 0 | 0.9 | 0
13:00 | 24.5 | -155.5 | 0 | 65.6 | 285.4 | 296.8 | 0 | 0.4 | 0
14:00 | 19.7 | -140.4 | 0 | 49.7 | 285.5 | 296.1 | 0 | 1 | 0
15:00 | 13 | -126.6 | 0 | 33.4 | 285.3 | 295.5 | 0 | 0.7 | 0
16:00 | 5.2 | -114 | 0 | 14.6 | 284.7 | 296.5 | 0 | 0.4 | 0
17:00 | -3.4 | -102 | 0 | 0.4 | 284.1 | 296.1 | 0 | 1.1 | 0
18:00 | -12.4 | -90.2 | 0 | 0 | 283.5 | 295.6 | 0 | 1.1 | 0
19:00 | -21.5 | -78 | 0 | 0 | 283.1 | 296.6 | 0 | 0.6 | 0
20:00 | -30.1 | -64.6 | 0 | 0 | 282.8 | 295.9 | 0 | 1.1 | 0
21:00 | -37.8 | -49.3 | 0 | 0 | 282.5 | 295.5 | 0 | 1 | 0
22:00 | -43.7 | -31.4 | 0 | 0 | 282.4 | 296.3 | 0 | 0.6 | 0
23:00 | -47 | -10.8 | 0 | 0 | 282.2 | 295.9 | 0 | 1 | 0
November
| solar | solar | direct | diffuse | outdoor | indoor | window | heating | blinds
| altitude | azimuth | radiation | radiation | temp. | temp. | temp. | load | closed
| (degrees) | (degrees) | (W-h/m2) | (W-h/m2) | (K) | (K) | (K) | (W-h/m2) | (% time)
midnight | -56.2 | 12.8 | 0 | 0 | 278.9 | 294.1 | 0 | 102.1 | 0
1:00 | -52.4 | 36.3 | 0 | 0 | 278.8 | 294.1 | 0 | 102.6 | 0
2:00 | -45.8 | 55.6 | 0 | 0 | 278.6 | 294.1 | 0 | 108.7 | 0
3:00 | -37.7 | 71.1 | 0 | 0 | 278.5 | 294.1 | 0 | 105.1 | 0
4:00 | -28.8 | 84.3 | 0 | 0 | 278.4 | 294.1 | 0 | 101 | 0
5:00 | -19.7 | 96.2 | 0 | 0 | 278.4 | 294.1 | 0 | 104.5 | 0
6:00 | -10.7 | 107.7 | 0 | 0 | 278.3 | 294.1 | 0 | 104.8 | 0
7:00 | -2.4 | 119.2 | 0 | 1 | 278.2 | 294.1 | 0 | 105.4 | 0
8:00 | 5 | 131.2 | 0 | 16 | 278.4 | 296.4 | 0 | 1.5 | 0
9:00 | 11.1 | 144.1 | 0 | 30.1 | 278.8 | 295.3 | 0 | 3 | 0
10:00 | 15.5 | 157.9 | 0 | 45.9 | 279.2 | 296.8 | 0 | 1.3 | 0
11:00 | 17.8 | 172.5 | 0 | 57.8 | 279.7 | 296.1 | 0 | 2.5 | 0
noon | 17.8 | -172.5 | 0 | 55.3 | 280.1 | 295.1 | 0 | 2.1 | 0
13:00 | 15.5 | -157.9 | 0 | 47.3 | 280.3 | 296.8 | 0 | 1.3 | 0
14:00 | 11.1 | -144.1 | 0 | 30.2 | 280.4 | 295.9 | 0 | 2.4 | 0
15:00 | 5 | -131.2 | 0 | 12.9 | 280.2 | 295.2 | 0 | 2.4 | 0
16:00 | -2.4 | -119.2 | 0 | 0 | 280 | 296.6 | 0 | 1.3 | 0
17:00 | -10.7 | -107.7 | 0 | 0 | 279.7 | 295.8 | 0 | 2.5 | 0
18:00 | -19.7 | -96.2 | 0 | 0 | 279.6 | 295 | 0 | 2.7 | 0
19:00 | -28.8 | -84.3 | 0 | 0 | 279.4 | 296.5 | 0 | 1.2 | 0
20:00 | -37.7 | -71.1 | 0 | 0 | 279.4 | 295.6 | 0 | 2.9 | 0
21:00 | -45.8 | -55.6 | 0 | 0 | 279.2 | 295 | 0 | 2.6 | 0
22:00 | -52.4 | -36.3 | 0 | 0 | 279 | 296.4 | 0 | 1.4 | 0
23:00 | -56.2 | -12.8 | 0 | 0 | 278.8 | 295.6 | 0 | 2.8 | 0
December
| solar | solar | direct | diffuse | outdoor | indoor | window | heating | blinds
| altitude | azimuth | radiation | radiation | temp. | temp. | temp. | load | closed
| (degrees) | (degrees) | (W-h/m2) | (W-h/m2) | (K) | (K) | (K) | (W-h/m2) | (% time)
midnight | -60.2 | 13.9 | 0 | 0 | 276.9 | 294.1 | 0 | 106.8 | 0
1:00 | -56.1 | 39.1 | 0 | 0 | 276.8 | 294.1 | 0 | 110.4 | 0
2:00 | -49.2 | 58.9 | 0 | 0 | 276.8 | 294.1 | 0 | 110.8 | 0
3:00 | -40.9 | 74.4 | 0 | 0 | 276.8 | 294.1 | 0 | 110.8 | 0
4:00 | -31.9 | 87.4 | 0 | 0 | 276.9 | 294.1 | 0 | 108.1 | 0
5:00 | -22.8 | 99.1 | 0 | 0 | 277 | 294.1 | 0 | 111.2 | 0
6:00 | -14 | 110.2 | 0 | 0 | 276.9 | 294.1 | 0 | 108.3 | 0
7:00 | -5.8 | 121.5 | 0 | 0 | 276.9 | 294.1 | 0 | 105.5 | 0
8:00 | 1.4 | 133.2 | 0 | 1.8 | 277.1 | 296.5 | 0 | 1.8 | 0
9:00 | 7.3 | 145.7 | 0 | 14.9 | 277.3 | 295.3 | 0 | 3.9 | 0
10:00 | 11.6 | 158.9 | 0 | 28.6 | 277.7 | 297.4 | 0 | 1.9 | 0
11:00 | 13.8 | 172.9 | 0 | 36.8 | 277.9 | 296.2 | 0 | 3.5 | 0
noon | 13.8 | -172.9 | 0 | 37.9 | 278.2 | 295.1 | 0 | 3.4 | 0
13:00 | 11.6 | -158.9 | 0 | 29 | 278.4 | 297.1 | 0 | 1.5 | 0
14:00 | 7.3 | -145.7 | 0 | 18.1 | 278.3 | 296.1 | 0 | 3.2 | 0
15:00 | 1.4 | -133.2 | 0 | 4.7 | 278.2 | 295.1 | 0 | 3.1 | 0
16:00 | -5.8 | -121.5 | 0 | 0 | 277.8 | 296.9 | 0 | 1.7 | 0
17:00 | -14 | -110.2 | 0 | 0 | 277.7 | 295.8 | 0 | 3.3 | 0
18:00 | -22.8 | -99.1 | 0 | 0 | 277.5 | 295.1 | 0 | 3.5 | 0
19:00 | -31.9 | -87.4 | 0 | 0 | 277.5 | 296.8 | 0 | 1.7 | 0
20:00 | -40.9 | -74.4 | 0 | 0 | 277.3 | 295.7 | 0 | 3.2 | 0
21:00 | -49.2 | -58.9 | 0 | 0 | 277.1 | 294.8 | 0 | 3.1 | 0
22:00 | -56.1 | -39.1 | 0 | 0 | 277.1 | 296.7 | 0 | 1.6 | 0
23:00 | -60.2 | -13.9 | 0 | 0 | 277 | 295.7 | 0 | 3.5 | 0

## Sheet1
Scenario One (blue)
Tue Dec 03 2019 22:51:30 GMT+0000 (Greenwich Mean Time)
Setup Information:
Building
Location | UK - London
Building length, side A | N/A
Building length, side B | N/A
Simulation Type
Simulation Type | one_sided
Window Description
Typology | dgu_nb
Glazing Type | clear
Window Area | 1%
Wall Description
Insulation R-Value | 99999999.9 m2-K/W
Occupancy
Type | Low-rise Residential
Occupancy Load | 0.000 people per m2
Lighting Requirements | 400 lux
Equipment Load | 0.00 W/m2
Room Ventilation
Air Change Rate per Occupant | 15.0 liters / sec per person
Total Air Change Rate | 0.0 roomfuls per hour
Lighting Control
Lighting Control | lights do not respond to daylight: all lights fully on while building is occupied
Representative Room
Orientation | north
Room Depth | 27 m
Room Width | 5 m
Room Height | 2.2 m
Thermal Mass
Thermal Mass | none
Overhang
Overhang Depth | 0 m
Roof
Roof Type | adiabatic roof
Simulation Results:
Primary Energy Use and CO2 Emissions
| heating | cooling | lighting | total | CO2
| energy | energy | energy | energy | emissions
| (kWh/m2) | (kWh/m2) | (kWh/m2) | (kWh/m2) | (kg/m2)
January | 34 | 0 | 7.3 | 41.3 | 8.3
February | 28.2 | 0 | 6.6 | 34.8 | 7
March | 32.1 | 0 | 7.3 | 39.4 | 7.9
April | 25.7 | 0 | 7.1 | 32.8 | 6.6
May | 18.6 | 0 | 7.3 | 25.9 | 5.2
June | 9.3 | 0 | 7.1 | 16.4 | 3.3
July | 4.2 | 0 | 7.3 | 11.5 | 2.3
August | 4.1 | 0 | 7.3 | 11.4 | 2.3
September | 10 | 0 | 7.1 | 17.1 | 3.4
October | 15.3 | 0 | 7.3 | 22.6 | 4.5
November | 26 | 0 | 7.1 | 33.1 | 6.6
December | 28.4 | 0 | 7.3 | 35.7 | 7.1
Total | 235.9 | 0 | 86.1 | 322 | 64.4 | yearly energy
January
| solar | solar | direct | diffuse | outdoor | indoor | window | heating | blinds
| altitude | azimuth | radiation | radiation | temp. | temp. | temp. | load | closed
| (degrees) | (degrees) | (W-h/m2) | (W-h/m2) | (K) | (K) | (K) | (W-h/m2) | (% time)
midnight | -58.1 | 13.3 | 0 | 0 | 275.9 | 294.1 | 288.2 | 134.5 | 0
1:00 | -54.2 | 37.6 | 0 | 0 | 275.8 | 294.1 | 288.2 | 133.3 | 0
2:00 | -47.5 | 57.1 | 0 | 0 | 275.8 | 294.1 | 288.2 | 131.8 | 0
3:00 | -39.2 | 72.7 | 0 | 0 | 275.7 | 294.1 | 288.1 | 127.6 | 0
4:00 | -30.2 | 85.8 | 0 | 0 | 275.6 | 294.1 | 288.1 | 130.3 | 0
5:00 | -21.1 | 97.6 | 0 | 0 | 275.6 | 294.1 | 288.1 | 130.2 | 0
6:00 | -12.3 | 108.9 | 0 | 0 | 275.5 | 294.1 | 288.1 | 127.8 | 0
7:00 | -4 | 120.3 | 0 | 0 | 275.5 | 294.1 | 288.1 | 126.7 | 0
8:00 | 3.3 | 132.2 | 0 | 5.1 | 275.7 | 296.4 | 288.7 | 2.3 | 0
9:00 | 9.3 | 144.9 | 0 | 20.2 | 276.1 | 295.1 | 290.5 | 4.5 | 0
10:00 | 13.6 | 158.4 | 0 | 34.6 | 276.5 | 297.1 | 289.9 | 2 | 0
11:00 | 15.9 | 172.7 | 0 | 40.5 | 276.7 | 295.9 | 289.3 | 3.8 | 0
noon | 15.9 | -172.7 | 0 | 42.7 | 277.2 | 294.8 | 290.9 | 3.9 | 0
13:00 | 13.6 | -158.4 | 0 | 38.1 | 277.6 | 296.7 | 290.1 | 1.8 | 0
14:00 | 9.3 | -144.9 | 0 | 26.7 | 277.5 | 295.6 | 290.2 | 4 | 0
15:00 | 3.3 | -132.2 | 0 | 13.2 | 277.3 | 294.9 | 290.2 | 3.4 | 0
16:00 | -4 | -120.3 | 0 | 0.6 | 277 | 296.2 | 289.3 | 2.2 | 0
17:00 | -12.3 | -108.9 | 0 | 0 | 276.8 | 295.3 | 290.3 | 4.7 | 0
18:00 | -21.1 | -97.6 | 0 | 0 | 276.5 | 296.7 | 289.7 | 2.9 | 0
19:00 | -30.2 | -85.8 | 0 | 0 | 276.3 | 296.3 | 288.9 | 4.5 | 0
20:00 | -39.2 | -72.7 | 0 | 0 | 276.1 | 295 | 289.8 | 4.8 | 0
21:00 | -47.5 | -57.1 | 0 | 0 | 276.1 | 296.4 | 289.3 | 2.5 | 0
22:00 | -54.2 | -37.6 | 0 | 0 | 276 | 295.7 | 289.4 | 4.7 | 0
23:00 | -58.1 | -13.3 | 0 | 0 | 275.9 | 295.1 | 289.7 | 3.9 | 0
February
| solar | solar | direct | diffuse | outdoor | indoor | window | heating | blinds
| altitude | azimuth | radiation | radiation | temp. | temp. | temp. | load | closed
| (degrees) | (degrees) | (W-h/m2) | (W-h/m2) | (K) | (K) | (K) | (W-h/m2) | (% time)
midnight | -50.4 | 11.4 | 0 | 0 | 275.4 | 294.1 | 288 | 114.7 | 0
1:00 | -46.9 | 33 | 0 | 0 | 275.3 | 294.1 | 288 | 108.7 | 0
2:00 | -40.8 | 51.4 | 0 | 0 | 275.2 | 294.1 | 288 | 112.9 | 0
3:00 | -32.9 | 66.9 | 0 | 0 | 275.2 | 294.1 | 288 | 119.5 | 0
4:00 | -24.2 | 80.2 | 0 | 0 | 275.2 | 294.1 | 288 | 121.5 | 0
5:00 | -15.1 | 92.3 | 0 | 0 | 275.1 | 294.1 | 287.9 | 126.1 | 0
6:00 | -6.1 | 104 | 0 | 0 | 275.1 | 294.1 | 287.9 | 125.9 | 0
7:00 | 2.4 | 115.9 | 0 | 2.3 | 275.1 | 294.1 | 288 | 129.6 | 0
8:00 | 10.1 | 128.3 | 0 | 20.6 | 275.5 | 296.4 | 288.9 | 2.3 | 0
9:00 | 16.5 | 141.8 | 0 | 40.4 | 276.1 | 295.2 | 290.8 | 4 | 0
10:00 | 21.2 | 156.4 | 0 | 55.1 | 276.7 | 297.1 | 290.3 | 2 | 0
11:00 | 23.7 | 172 | 0 | 60.6 | 277.3 | 296.1 | 289.7 | 3.9 | 0
noon | 23.7 | -172 | 0 | 65.1 | 277.9 | 295.1 | 291.3 | 3.3 | 0
13:00 | 21.2 | -156.4 | 0 | 57 | 278.4 | 296.9 | 290.6 | 1.6 | 0
14:00 | 16.5 | -141.8 | 0 | 53.5 | 278.5 | 295.9 | 290.5 | 3.2 | 0
15:00 | 10.1 | -128.3 | 0 | 36 | 278.3 | 295.2 | 290.9 | 3.1 | 0
16:00 | 2.4 | -115.9 | 0 | 14.5 | 277.7 | 296.4 | 289.8 | 1.9 | 0
17:00 | -6.1 | -104 | 0 | 0.3 | 277.1 | 295.5 | 289.9 | 3.9 | 0
18:00 | -15.1 | -92.3 | 0 | 0 | 276.7 | 295.9 | 289.8 | 2.8 | 0
19:00 | -24.2 | -80.2 | 0 | 0 | 276.3 | 296.3 | 289.1 | 3.3 | 0
20:00 | -32.9 | -66.9 | 0 | 0 | 276 | 295.1 | 289.9 | 4.4 | 0
21:00 | -40.8 | -51.4 | 0 | 0 | 275.7 | 296.5 | 289.3 | 2.3 | 0
22:00 | -46.9 | -33 | 0 | 0 | 275.5 | 296 | 289 | 3.8 | 0
23:00 | -50.4 | -11.4 | 0 | 0 | 275.4 | 295.2 | 289.5 | 3.4 | 0
March
| solar | solar | direct | diffuse | outdoor | indoor | window | heating | blinds
| altitude | azimuth | radiation | radiation | temp. | temp. | temp. | load | closed
| (degrees) | (degrees) | (W-h/m2) | (W-h/m2) | (K) | (K) | (K) | (W-h/m2) | (% time)
midnight | -39 | 9.6 | 0 | 0 | 276.9 | 294.1 | 288.5 | 126.4 | 0
1:00 | -36 | 28.2 | 0 | 0 | 276.8 | 294.1 | 288.5 | 130.2 | 0
2:00 | -30.6 | 45 | 0 | 0 | 276.7 | 294.1 | 288.4 | 134.4 | 0
3:00 | -23.4 | 59.7 | 0 | 0 | 276.5 | 294.1 | 288.4 | 126.8 | 0
4:00 | -15 | 72.9 | 0 | 0 | 276.3 | 294.1 | 288.3 | 128.1 | 0
5:00 | -6.1 | 85.2 | 0 | 0 | 276.4 | 294.1 | 288.3 | 122.8 | 0
6:00 | 2.9 | 97.1 | 0 | 4.1 | 276.6 | 294.1 | 288.4 | 115.4 | 0
7:00 | 11.8 | 109.3 | 0 | 24.9 | 276.9 | 294.1 | 288.8 | 112.3 | 0
8:00 | 20 | 122.4 | 0 | 48.1 | 277.4 | 296.4 | 289.7 | 1.8 | 0
9:00 | 27 | 136.9 | 0 | 66.7 | 278 | 295.2 | 291.6 | 2.8 | 0
10:00 | 32.2 | 153.1 | 0 | 85.8 | 278.8 | 297 | 291.3 | 1.3 | 0
11:00 | 35.1 | 170.8 | 0 | 100 | 279.8 | 296.2 | 291.1 | 2.2 | 0
noon | 35.1 | -170.8 | 0 | 101.7 | 280.5 | 295.3 | 292.5 | 2.2 | 0
13:00 | 32.2 | -153.1 | 0 | 93 | 281.2 | 296.7 | 292.1 | 1 | 0
14:00 | 27 | -136.9 | 0 | 79.8 | 281.5 | 295.9 | 291.6 | 2 | 0
15:00 | 20 | -122.4 | 0 | 58.9 | 281.4 | 295.3 | 292.2 | 2.2 | 0
16:00 | 11.8 | -109.3 | 0 | 34.5 | 280.9 | 296.4 | 291.3 | 1.4 | 0
17:00 | 2.9 | -97.1 | 0 | 15.4 | 280.1 | 295.8 | 290.7 | 2.9 | 0
18:00 | -6.1 | -85.2 | 0 | 0 | 279.4 | 295.6 | 290.7 | 2.8 | 0
19:00 | -15 | -72.9 | 0 | 0 | 278.7 | 296.3 | 290 | 2.2 | 0
20:00 | -23.4 | -59.7 | 0 | 0 | 278.2 | 295.5 | 290.5 | 4.1 | 0
21:00 | -30.6 | -45 | 0 | 0 | 277.8 | 295.9 | 290 | 2.9 | 0
22:00 | -36 | -28.2 | 0 | 0 | 277.3 | 295.9 | 289.7 | 3.7 | 0
23:00 | -39 | -9.6 | 0 | 0 | 277.1 | 295.6 | 290 | 4.6 | 0
April
| solar | solar | direct | diffuse | outdoor | indoor | window | heating | blinds
| altitude | azimuth | radiation | radiation | temp. | temp. | temp. | load | closed
| (degrees) | (degrees) | (W-h/m2) | (W-h/m2) | (K) | (K) | (K) | (W-h/m2) | (% time)
midnight | -27.1 | 8.3 | 0 | 0 | 278.5 | 294.1 | 289 | 103.6 | 0
1:00 | -24.5 | 24.4 | 0 | 0 | 278.2 | 294.1 | 288.9 | 101.7 | 0
2:00 | -19.7 | 39.5 | 0 | 0 | 278 | 294.1 | 288.9 | 103.3 | 0
3:00 | -13.1 | 53.3 | 0 | 0 | 277.7 | 294.1 | 288.8 | 105.3 | 0
4:00 | -5.2 | 66 | 0 | 0 | 277.4 | 294.1 | 288.7 | 104.3 | 0
5:00 | 3.4 | 78 | 3 | 8 | 277.6 | 294.1 | 288.8 | 103.3 | 0
6:00 | 12.4 | 89.8 | 0.4 | 33.9 | 278.1 | 294.1 | 289.2 | 106.8 | 0
7:00 | 21.5 | 102 | 0 | 60.7 | 278.8 | 294.1 | 289.8 | 103.7 | 0
8:00 | 30.1 | 115.3 | 0 | 79.7 | 279.5 | 296.5 | 290.8 | 1.4 | 0
9:00 | 37.7 | 130.6 | 0 | 102.3 | 280.6 | 295.4 | 292.7 | 2.5 | 0
10:00 | 43.7 | 148.5 | 0 | 121.4 | 281.5 | 296.2 | 292.6 | 1.4 | 0
11:00 | 47 | 169.1 | 0 | 133.9 | 282.5 | 296.1 | 292.5 | 1.3 | 0
noon | 47 | -169.1 | 0 | 135.6 | 283.5 | 295.4 | 293.8 | 1.3 | 0
13:00 | 43.7 | -148.5 | 0 | 127.4 | 284.2 | 296.3 | 293.6 | 0.7 | 0
14:00 | 37.7 | -130.6 | 0 | 116.3 | 284.7 | 296.2 | 293.1 | 0.9 | 0
15:00 | 30.1 | -115.3 | 0 | 86.8 | 285 | 295.4 | 293.8 | 0.9 | 0
16:00 | 21.5 | -102 | 0 | 66.8 | 284.7 | 296.4 | 292.9 | 0.6 | 0
17:00 | 12.4 | -89.8 | 0.5 | 41.3 | 283.9 | 296.1 | 292.1 | 1.3 | 0
18:00 | 3.4 | -78 | 12.3 | 16.4 | 283 | 295.7 | 292.2 | 1.5 | 0
19:00 | -5.2 | -66 | 0 | 0 | 282 | 296.4 | 291.3 | 1.1 | 0
20:00 | -13.1 | -53.3 | 0 | 0 | 281 | 295.7 | 291 | 2 | 0
21:00 | -19.7 | -39.5 | 0 | 0 | 280 | 295.5 | 290.7 | 2.1 | 0
22:00 | -24.5 | -24.4 | 0 | 0 | 279.3 | 296.1 | 290.4 | 2 | 0
23:00 | -27.1 | -8.3 | 0 | 0 | 278.6 | 295.8 | 290.6 | 3 | 0
May
| solar | solar | direct | diffuse | outdoor | indoor | window | heating | blinds
| altitude | azimuth | radiation | radiation | temp. | temp. | temp. | load | closed
| (degrees) | (degrees) | (W-h/m2) | (W-h/m2) | (K) | (K) | (K) | (W-h/m2) | (% time)
midnight | -17.9 | 7.4 | 0 | 0 | 281 | 294.1 | 289.8 | 74.1 | 0
1:00 | -15.5 | 22 | 0 | 0 | 280.8 | 294.1 | 289.7 | 74.7 | 0
2:00 | -11.1 | 35.8 | 0 | 0 | 280.5 | 294.1 | 289.7 | 75.1 | 0
3:00 | -5 | 48.7 | 0 | 0 | 280.2 | 294.1 | 289.5 | 73.7 | 0
4:00 | 2.4 | 60.8 | 12.8 | 10.9 | 280.2 | 294.1 | 289.8 | 76.1 | 0
5:00 | 10.7 | 72.3 | 41.5 | 40.6 | 280.5 | 294.1 | 290.5 | 75.8 | 0
6:00 | 19.6 | 83.7 | 18 | 62.9 | 280.9 | 294.1 | 290.6 | 76 | 0
7:00 | 28.7 | 95.6 | 0 | 84.8 | 281.8 | 294.1 | 291 | 67.7 | 0
8:00 | 37.6 | 108.8 | 0 | 101.3 | 282.7 | 296.6 | 292.2 | 0.5 | 0
9:00 | 45.8 | 124.4 | 0 | 131.7 | 283.7 | 295.6 | 293.9 | 1 | 0
10:00 | 52.4 | 143.6 | 0 | 145.9 | 284.8 | 295.9 | 294 | 0.5 | 0
11:00 | 56.2 | 167.2 | 0 | 152.2 | 285.8 | 296.4 | 293.9 | 0.3 | 0
noon | 56.2 | -167.2 | 0 | 145.7 | 286.8 | 295.9 | 294.9 | 0.3 | 0
13:00 | 52.4 | -143.6 | 0 | 137.1 | 287.6 | 296.2 | 295 | 0.2 | 0
14:00 | 45.8 | -124.4 | 0 | 134.2 | 288 | 296.6 | 294.6 | 0.2 | 0
15:00 | 37.6 | -108.8 | 0 | 116.3 | 288 | 295.9 | 294.9 | 0.3 | 0
16:00 | 28.7 | -95.6 | 0 | 97.6 | 287.9 | 296.2 | 294.6 | 0.2 | 0
17:00 | 19.6 | -83.7 | 19 | 74.3 | 287.3 | 296.4 | 293.8 | 0.3 | 0
18:00 | 10.7 | -72.3 | 47.9 | 48.7 | 286.3 | 295.7 | 293.9 | 0.3 | 0
19:00 | 2.4 | -60.8 | 25.2 | 18.1 | 285.1 | 296.1 | 292.8 | 0.3 | 0
20:00 | -5 | -48.7 | 0 | 0 | 284 | 296 | 292.1 | 0.5 | 0
21:00 | -11.1 | -35.8 | 0 | 0 | 283.1 | 295.9 | 291.8 | 0.7 | 0
22:00 | -15.5 | -22 | 0 | 0 | 282.3 | 296 | 291.4 | 0.9 | 0
23:00 | -17.9 | -7.4 | 0 | 0 | 281.5 | 295.7 | 291.2 | 1.1 | 0
June
| solar | solar | direct | diffuse | outdoor | indoor | window | heating | blinds
| altitude | azimuth | radiation | radiation | temp. | temp. | temp. | load | closed
| (degrees) | (degrees) | (W-h/m2) | (W-h/m2) | (K) | (K) | (K) | (W-h/m2) | (% time)
midnight | -13.8 | 7 | 0 | 0 | 284.5 | 294.2 | 291 | 41.5 | 0
1:00 | -11.6 | 21 | 0 | 0 | 284.2 | 294.2 | 290.9 | 40.5 | 0
2:00 | -7.3 | 34.3 | 0 | 0 | 283.9 | 294.2 | 290.8 | 37.2 | 0
3:00 | -1.4 | 46.7 | 0 | 0 | 283.6 | 294.2 | 290.7 | 36.1 | 0
4:00 | 5.8 | 58.4 | 47 | 27.4 | 283.7 | 294.2 | 291.6 | 37.7 | 0
5:00 | 14 | 69.7 | 54.6 | 52.4 | 284.2 | 294.2 | 292 | 37.7 | 0
6:00 | 22.8 | 80.8 | 26.7 | 76.8 | 284.6 | 294.2 | 292 | 39 | 0
7:00 | 31.9 | 92.5 | 0 | 90.6 | 285.2 | 294.2 | 292.2 | 37.3 | 0
8:00 | 40.9 | 105.5 | 0 | 104.6 | 286.2 | 296.7 | 293.5 | 0.2 | 0
9:00 | 49.2 | 121 | 0 | 130.5 | 287.2 | 296.1 | 294.8 | 0.3 | 0
10:00 | 56.1 | 140.8 | 0 | 140.9 | 288.1 | 296.5 | 295.2 | 0.1 | 0
11:00 | 60.2 | 166 | 0 | 149.1 | 289.1 | 296.7 | 295.4 | 0.1 | 0
noon | 60.2 | -166 | 0 | 150.4 | 290 | 296.6 | 296.2 | 0.1 | 0
13:00 | 56.1 | -140.8 | 0 | 149.6 | 290.6 | 296.7 | 296.5 | 0 | 0
14:00 | 49.2 | -121 | 0 | 133.5 | 291 | 296.9 | 296.3 | 0 | 0
15:00 | 40.9 | -105.5 | 0 | 111.8 | 291.1 | 296.7 | 296.3 | 0 | 0
16:00 | 31.9 | -92.5 | 0 | 113.1 | 290.9 | 296.4 | 296.2 | 0 | 0
17:00 | 22.8 | -80.8 | 25.1 | 93.4 | 290.2 | 296.4 | 295.6 | 0.1 | 0
18:00 | 14 | -69.7 | 50.8 | 67.2 | 289.3 | 296.3 | 295.2 | 0.2 | 0
19:00 | 5.8 | -58.4 | 47.8 | 41 | 288.3 | 296.3 | 294.5 | 0.2 | 0
20:00 | -1.4 | -46.7 | 0 | 0 | 287.4 | 296.1 | 293.3 | 0.3 | 0
21:00 | -7.3 | -34.3 | 0 | 0 | 286.4 | 296.2 | 293.1 | 0.3 | 0
22:00 | -11.6 | -21 | 0 | 0 | 285.7 | 296.2 | 292.6 | 0.4 | 0
23:00 | -13.8 | -7 | 0 | 0 | 284.8 | 296.1 | 292.6 | 0.5 | 0
July
| solar | solar | direct | diffuse | outdoor | indoor | window | heating | blinds
| altitude | azimuth | radiation | radiation | temp. | temp. | temp. | load | closed
| (degrees) | (degrees) | (W-h/m2) | (W-h/m2) | (K) | (K) | (K) | (W-h/m2) | (% time)
midnight | -15.9 | 7.2 | 0 | 0 | 286.4 | 295.7 | 292.6 | 15.1 | 0
1:00 | -13.7 | 21.5 | 0 | 0 | 286.1 | 295.6 | 292.4 | 18.5 | 0
2:00 | -9.3 | 35.1 | 0 | 0 | 285.6 | 295.5 | 292.2 | 18.7 | 0
3:00 | -3.3 | 47.8 | 0 | 0 | 285.3 | 295.5 | 292.1 | 17.1 | 0
4:00 | 4 | 59.7 | 7.4 | 13.9 | 285.5 | 295.5 | 292.4 | 17.5 | 0
5:00 | 12.3 | 71 | 22.1 | 43.4 | 285.8 | 295.5 | 293 | 16.2 | 0
6:00 | 21.1 | 82.3 | 12.9 | 72.5 | 286.4 | 295.5 | 293.3 | 16.8 | 0
7:00 | 30.2 | 94.1 | 0 | 90.2 | 286.8 | 295.5 | 293.6 | 14.8 | 0
8:00 | 39.2 | 107.3 | 0 | 107.5 | 287.6 | 297.3 | 294.9 | 0 | 0
9:00 | 47.4 | 122.8 | 0 | 130 | 288.7 | 297.2 | 295.7 | 0 | 0
10:00 | 54.2 | 142.4 | 0 | 152.9 | 289.7 | 297.2 | 296.3 | 0 | 0
11:00 | 58.1 | 166.6 | 0 | 166.1 | 290.7 | 297.3 | 297 | 0 | 0
noon | 58.1 | -166.6 | 0 | 174.3 | 291.7 | 297.7 | 297.4 | 0 | 0
13:00 | 54.2 | -142.4 | 0 | 161.4 | 292.5 | 297.4 | 297.6 | 0 | 0
14:00 | 47.4 | -122.8 | 0 | 145.3 | 292.9 | 297.4 | 297.4 | 0 | 0
15:00 | 39.2 | -107.3 | 0 | 120.5 | 293 | 297.4 | 297.1 | 0 | 0
16:00 | 30.2 | -94.1 | 0 | 114.7 | 292.8 | 297.3 | 297 | 0 | 0
17:00 | 21.1 | -82.3 | 18.9 | 91.1 | 292.4 | 297.4 | 296.7 | 0 | 0
18:00 | 12.3 | -71 | 59.5 | 68.5 | 291.5 | 297.3 | 296.8 | 0 | 0
19:00 | 4 | -59.7 | 57.7 | 35.1 | 290.4 | 297.5 | 296 | 0 | 0
20:00 | -3.3 | -47.8 | 0 | 0 | 289.3 | 296.9 | 294.5 | 0 | 0
21:00 | -9.3 | -35.1 | 0 | 0 | 288.4 | 296.9 | 294.4 | 0 | 0
22:00 | -13.7 | -21.5 | 0 | 0 | 287.5 | 297 | 294.1 | 0 | 0
23:00 | -15.9 | -7.2 | 0 | 0 | 286.8 | 296.9 | 293.6 | 0 | 0
August
| solar | solar | direct | diffuse | outdoor | indoor | window | heating | blinds
| altitude | azimuth | radiation | radiation | temp. | temp. | temp. | load | closed
| (degrees) | (degrees) | (W-h/m2) | (W-h/m2) | (K) | (K) | (K) | (W-h/m2) | (% time)
midnight | -23.7 | 7.9 | 0 | 0 | 286.4 | 295.3 | 292.4 | 13.1 | 0
1:00 | -21.3 | 23.5 | 0 | 0 | 286 | 295.3 | 292.2 | 14.3 | 0
2:00 | -16.6 | 38.1 | 0 | 0 | 285.9 | 295.2 | 292.2 | 15.9 | 0
3:00 | -10.1 | 51.6 | 0 | 0 | 285.4 | 295.2 | 291.9 | 17 | 0
4:00 | -2.4 | 64.1 | 0 | 0 | 285.1 | 295.1 | 291.8 | 19.2 | 0
5:00 | 6 | 75.9 | 12.7 | 19 | 285.3 | 295.1 | 292.1 | 18.5 | 0
6:00 | 15.1 | 87.6 | 5.8 | 45.6 | 285.9 | 295.1 | 292.5 | 17.6 | 0
7:00 | 24.2 | 99.7 | 0 | 76 | 286.5 | 295.1 | 293.1 | 17.7 | 0
8:00 | 32.9 | 113.1 | 0 | 96.4 | 287.3 | 297.2 | 294.4 | 0 | 0
9:00 | 40.7 | 128.5 | 0 | 119 | 288.2 | 296.8 | 295.2 | 0 | 0
10:00 | 46.9 | 146.9 | 0 | 144.3 | 289.3 | 296.9 | 296.1 | 0 | 0
11:00 | 50.3 | 168.5 | 0 | 156.9 | 290.4 | 297.1 | 296.4 | 0 | 0
noon | 50.3 | -168.5 | 0 | 169.1 | 291.3 | 297.1 | 297 | 0 | 0
13:00 | 46.9 | -146.9 | 0 | 150.2 | 292 | 297.5 | 297 | 0 | 0
14:00 | 40.7 | -128.5 | 0 | 130.8 | 292.5 | 297.2 | 297 | 0 | 0
15:00 | 32.9 | -113.1 | 0 | 103.7 | 292.6 | 297.3 | 296.8 | 0 | 0
16:00 | 24.2 | -99.7 | 0 | 76.7 | 292.2 | 297.3 | 296.4 | 0 | 0
17:00 | 15.1 | -87.6 | 6.3 | 56.4 | 291.7 | 297.4 | 296 | 0 | 0
18:00 | 6 | -75.9 | 24.9 | 35.1 | 290.9 | 297.3 | 295.6 | 0 | 0
19:00 | -2.4 | -64.1 | 0 | 6 | 289.9 | 297.2 | 294.8 | 0 | 0
20:00 | -10.1 | -51.6 | 0 | 0 | 289 | 297.2 | 294.5 | 0 | 0
21:00 | -16.6 | -38.1 | 0 | 0 | 288.1 | 297.3 | 294.2 | 0 | 0
22:00 | -21.3 | -23.5 | 0 | 0 | 287.3 | 296.9 | 293.6 | 0 | 0
23:00 | -23.7 | -7.9 | 0 | 0 | 286.6 | 296.8 | 293.3 | 0 | 0
September
| solar | solar | direct | diffuse | outdoor | indoor | window | heating | blinds
| altitude | azimuth | radiation | radiation | temp. | temp. | temp. | load | closed
| (degrees) | (degrees) | (W-h/m2) | (W-h/m2) | (K) | (K) | (K) | (W-h/m2) | (% time)
midnight | -35.1 | 9.1 | 0 | 0 | 284.9 | 295.4 | 292 | 41.7 | 0
1:00 | -32.3 | 26.9 | 0 | 0 | 284.8 | 295.4 | 291.9 | 41.7 | 0
2:00 | -27.1 | 43.1 | 0 | 0 | 284.5 | 295.4 | 291.8 | 41.1 | 0
3:00 | -20 | 57.5 | 0 | 0 | 284.3 | 295.3 | 291.7 | 40.5 | 0
4:00 | -11.8 | 70.6 | 0 | 0 | 284.1 | 295.3 | 291.6 | 41.2 | 0
5:00 | -3 | 82.8 | 0 | 0.3 | 284 | 295.3 | 291.6 | 43.3 | 0
6:00 | 6 | 94.7 | 0 | 19.9 | 284.3 | 295.3 | 291.9 | 41.5 | 0
7:00 | 15 | 107 | 0 | 44.4 | 284.7 | 295.3 | 292.3 | 36.7 | 0
8:00 | 23.3 | 120.2 | 0 | 67.9 | 285.4 | 297.1 | 293.5 | 0.4 | 0
9:00 | 30.6 | 135 | 0 | 89.9 | 286.1 | 296.5 | 294.5 | 0.6 | 0
10:00 | 36 | 151.7 | 0 | 104.9 | 286.8 | 297 | 294.7 | 0.2 | 0
11:00 | 39 | 170.3 | 0 | 105.9 | 287.6 | 296.8 | 294.7 | 0.2 | 0
noon | 39 | -170.3 | 0 | 104.9 | 288.3 | 296.7 | 295.3 | 0.1 | 0
13:00 | 36 | -151.7 | 0 | 101.4 | 288.9 | 297 | 295.4 | 0.1 | 0
14:00 | 30.6 | -135 | 0 | 92.6 | 289.4 | 297 | 295.3 | 0.2 | 0
15:00 | 23.3 | -120.2 | 0 | 73.2 | 289.5 | 296.8 | 295.4 | 0.2 | 0
16:00 | 15 | -107 | 0 | 44.6 | 289.3 | 297 | 295 | 0 | 0
17:00 | 6 | -94.7 | 0 | 23.9 | 288.6 | 296.9 | 294.4 | 0.1 | 0
18:00 | -3 | -82.8 | 0 | 2.4 | 287.8 | 296.9 | 294.1 | 0.2 | 0
19:00 | -11.8 | -70.6 | 0 | 0 | 287.1 | 296.9 | 293.6 | 0.4 | 0
20:00 | -20 | -57.5 | 0 | 0 | 286.5 | 296.6 | 293.3 | 0.6 | 0
21:00 | -27.1 | -43.1 | 0 | 0 | 285.9 | 296.5 | 293.2 | 0.7 | 0
22:00 | -32.3 | -26.9 | 0 | 0 | 285.3 | 296.9 | 292.9 | 0.5 | 0
23:00 | -35.1 | -9.1 | 0 | 0 | 285 | 296.6 | 293.1 | 1 | 0
October
| solar | solar | direct | diffuse | outdoor | indoor | window | heating | blinds
| altitude | azimuth | radiation | radiation | temp. | temp. | temp. | load | closed
| (degrees) | (degrees) | (W-h/m2) | (W-h/m2) | (K) | (K) | (K) | (W-h/m2) | (% time)
midnight | -47 | 10.8 | 0 | 0 | 282.1 | 294.4 | 290.4 | 56.9 | 0
1:00 | -43.7 | 31.4 | 0 | 0 | 282.1 | 294.4 | 290.3 | 55.6 | 0
2:00 | -37.8 | 49.3 | 0 | 0 | 282 | 294.4 | 290.3 | 57.1 | 0
3:00 | -30.1 | 64.6 | 0 | 0 | 281.8 | 294.4 | 290.2 | 58 | 0
4:00 | -21.5 | 78 | 0 | 0 | 281.8 | 294.4 | 290.2 | 59.4 | 0
5:00 | -12.4 | 90.2 | 0 | 0 | 281.7 | 294.3 | 290.2 | 64.2 | 0
6:00 | -3.4 | 102 | 0 | 0.8 | 281.8 | 294.3 | 290.2 | 64.9 | 0
7:00 | 5.2 | 114 | 0 | 16.8 | 282.2 | 294.3 | 290.6 | 63.9 | 0
8:00 | 13 | 126.6 | 0 | 37.6 | 282.6 | 296.6 | 291.6 | 0.6 | 0
9:00 | 19.7 | 140.4 | 0 | 61.3 | 283.3 | 295.8 | 293 | 1.3 | 0
10:00 | 24.5 | 155.5 | 0 | 70.4 | 283.9 | 296.8 | 293 | 0.5 | 0
11:00 | 27.1 | 171.7 | 0 | 81.3 | 284.6 | 296.4 | 292.7 | 0.8 | 0
noon | 27.1 | -171.7 | 0 | 79 | 285.1 | 295.7 | 293.6 | 0.9 | 0
13:00 | 24.5 | -155.5 | 0 | 65.6 | 285.4 | 296.5 | 293.3 | 0.4 | 0
14:00 | 19.7 | -140.4 | 0 | 49.7 | 285.5 | 296.3 | 292.8 | 0.9 | 0
15:00 | 13 | -126.6 | 0 | 33.4 | 285.3 | 295.8 | 293.1 | 0.7 | 0
16:00 | 5.2 | -114 | 0 | 14.6 | 284.7 | 296.3 | 292.6 | 0.4 | 0
17:00 | -3.4 | -102 | 0 | 0.4 | 284.1 | 296.1 | 292 | 1 | 0
18:00 | -12.4 | -90.2 | 0 | 0 | 283.5 | 295.9 | 292.1 | 1.1 | 0
19:00 | -21.5 | -78 | 0 | 0 | 283.1 | 296.5 | 291.7 | 0.7 | 0
20:00 | -30.1 | -64.6 | 0 | 0 | 282.8 | 295.8 | 291.9 | 1.1 | 0
21:00 | -37.8 | -49.3 | 0 | 0 | 282.5 | 296.2 | 291.7 | 0.7 | 0
22:00 | -43.7 | -31.4 | 0 | 0 | 282.4 | 296.1 | 291.5 | 0.9 | 0
23:00 | -47 | -10.8 | 0 | 0 | 282.2 | 295.6 | 291.6 | 1 | 0
November
| solar | solar | direct | diffuse | outdoor | indoor | window | heating | blinds
| altitude | azimuth | radiation | radiation | temp. | temp. | temp. | load | closed
| (degrees) | (degrees) | (W-h/m2) | (W-h/m2) | (K) | (K) | (K) | (W-h/m2) | (% time)
midnight | -56.2 | 12.8 | 0 | 0 | 278.9 | 294.1 | 289.1 | 102.2 | 0
1:00 | -52.4 | 36.3 | 0 | 0 | 278.8 | 294.1 | 289.1 | 102.6 | 0
2:00 | -45.8 | 55.6 | 0 | 0 | 278.6 | 294.1 | 289.1 | 108.7 | 0
3:00 | -37.7 | 71.1 | 0 | 0 | 278.5 | 294.1 | 289 | 105.1 | 0
4:00 | -28.8 | 84.3 | 0 | 0 | 278.4 | 294.1 | 289 | 101 | 0
5:00 | -19.7 | 96.2 | 0 | 0 | 278.4 | 294.1 | 289 | 104.5 | 0
6:00 | -10.7 | 107.7 | 0 | 0 | 278.3 | 294.1 | 289 | 104.8 | 0
7:00 | -2.4 | 119.2 | 0 | 1 | 278.2 | 294.1 | 288.9 | 105.5 | 0
8:00 | 5 | 131.2 | 0 | 16 | 278.4 | 296.4 | 289.7 | 1.6 | 0
9:00 | 11.1 | 144.1 | 0 | 30.1 | 278.8 | 295.2 | 291.4 | 3 | 0
10:00 | 15.5 | 157.9 | 0 | 45.9 | 279.2 | 296.7 | 291 | 1.3 | 0
11:00 | 17.8 | 172.5 | 0 | 57.8 | 279.7 | 295.8 | 290.7 | 2.5 | 0
noon | 17.8 | -172.5 | 0 | 55.3 | 280.1 | 295.1 | 291.8 | 2.1 | 0
13:00 | 15.5 | -157.9 | 0 | 47.3 | 280.3 | 296.6 | 291.2 | 1.2 | 0
14:00 | 11.1 | -144.1 | 0 | 30.2 | 280.4 | 295.9 | 290.8 | 2.3 | 0
15:00 | 5 | -131.2 | 0 | 12.9 | 280.2 | 295.3 | 291.4 | 2.2 | 0
16:00 | -2.4 | -119.2 | 0 | 0 | 280 | 296.5 | 290.4 | 1.4 | 0
17:00 | -10.7 | -107.7 | 0 | 0 | 279.7 | 295.4 | 291.1 | 2.5 | 0
18:00 | -19.7 | -96.2 | 0 | 0 | 279.6 | 296.4 | 290.6 | 1.4 | 0
19:00 | -28.8 | -84.3 | 0 | 0 | 279.4 | 296.1 | 290 | 2.3 | 0
20:00 | -37.7 | -71.1 | 0 | 0 | 279.4 | 294.9 | 291.1 | 2.8 | 0
21:00 | -45.8 | -55.6 | 0 | 0 | 279.2 | 296.6 | 290.4 | 1.4 | 0
22:00 | -52.4 | -36.3 | 0 | 0 | 279 | 295.7 | 290.2 | 2.7 | 0
23:00 | -56.2 | -12.8 | 0 | 0 | 278.8 | 295.5 | 290.6 | 2.3 | 0
December
| solar | solar | direct | diffuse | outdoor | indoor | window | heating | blinds
| altitude | azimuth | radiation | radiation | temp. | temp. | temp. | load | closed
| (degrees) | (degrees) | (W-h/m2) | (W-h/m2) | (K) | (K) | (K) | (W-h/m2) | (% time)
midnight | -60.2 | 13.9 | 0 | 0 | 276.9 | 294.1 | 288.5 | 107.3 | 0
1:00 | -56.1 | 39.1 | 0 | 0 | 276.8 | 294.1 | 288.5 | 110.5 | 0
2:00 | -49.2 | 58.9 | 0 | 0 | 276.8 | 294.1 | 288.5 | 110.8 | 0
3:00 | -40.9 | 74.4 | 0 | 0 | 276.8 | 294.1 | 288.5 | 110.8 | 0
4:00 | -31.9 | 87.4 | 0 | 0 | 276.9 | 294.1 | 288.5 | 108.2 | 0
5:00 | -22.8 | 99.1 | 0 | 0 | 277 | 294.1 | 288.5 | 111.2 | 0
6:00 | -14 | 110.2 | 0 | 0 | 276.9 | 294.1 | 288.5 | 108.3 | 0
7:00 | -5.8 | 121.5 | 0 | 0 | 276.9 | 294.1 | 288.5 | 105.6 | 0
8:00 | 1.4 | 133.2 | 0 | 1.8 | 277.1 | 296.5 | 289.2 | 1.8 | 0
9:00 | 7.3 | 145.7 | 0 | 14.9 | 277.3 | 295.2 | 290.9 | 3.9 | 0
10:00 | 11.6 | 158.9 | 0 | 28.6 | 277.7 | 297.2 | 290.3 | 1.8 | 0
11:00 | 13.8 | 172.9 | 0 | 36.8 | 277.9 | 296 | 289.6 | 3.5 | 0
noon | 13.8 | -172.9 | 0 | 37.9 | 278.2 | 294.8 | 291.1 | 3.3 | 0
13:00 | 11.6 | -158.9 | 0 | 29 | 278.4 | 296.8 | 290.3 | 1.4 | 0
14:00 | 7.3 | -145.7 | 0 | 18.1 | 278.3 | 295.7 | 290.2 | 3.2 | 0
15:00 | 1.4 | -133.2 | 0 | 4.7 | 278.2 | 294.8 | 290.5 | 2.6 | 0
16:00 | -5.8 | -121.5 | 0 | 0 | 277.8 | 296.3 | 289.7 | 1.7 | 0
17:00 | -14 | -110.2 | 0 | 0 | 277.7 | 295.4 | 290.5 | 3.3 | 0
18:00 | -22.8 | -99.1 | 0 | 0 | 277.5 | 296.7 | 290.1 | 1.9 | 0
19:00 | -31.9 | -87.4 | 0 | 0 | 277.5 | 296 | 289.4 | 3.3 | 0
20:00 | -40.9 | -74.4 | 0 | 0 | 277.3 | 295.1 | 290.3 | 3 | 0
21:00 | -49.2 | -58.9 | 0 | 0 | 277.1 | 296.6 | 289.6 | 1.6 | 0
22:00 | -56.1 | -39.1 | 0 | 0 | 277.1 | 295.7 | 289.7 | 3.2 | 0
23:00 | -60.2 | -13.9 | 0 | 0 | 277 | 294.9 | 289.9 | 3 | 0

## Sheet2
Scenario Two (yellow)
Tue Dec 03 2019 22:53:26 GMT+0000 (Greenwich Mean Time)
Setup Information:
Building
Location | UK - London
Building length, side A | N/A
Building length, side B | N/A
Simulation Type
Simulation Type | one_sided
Window Description
Typology | dgu_nb
Glazing Type | clear
Window Area | 2%
Wall Description
Insulation R-Value | 99999999.9 m2-K/W
Occupancy
Type | Low-rise Residential
Occupancy Load | 0.000 people per m2
Lighting Requirements | 400 lux
Equipment Load | 0.00 W/m2
Room Ventilation
Air Change Rate per Occupant | 15.0 liters / sec per person
Total Air Change Rate | 0.0 roomfuls per hour
Lighting Control
Lighting Control | lights do not respond to daylight: all lights fully on while building is occupied
Representative Room
Orientation | north
Room Depth | 27 m
Room Width | 5 m
Room Height | 2.2 m
Thermal Mass
Thermal Mass | none
Overhang
Overhang Depth | 0 m
Roof
Roof Type | adiabatic roof
Simulation Results:
Primary Energy Use and CO2 Emissions
| heating | cooling | lighting | total | CO2
| energy | energy | energy | energy | emissions
| (kWh/m2) | (kWh/m2) | (kWh/m2) | (kWh/m2) | (kg/m2)
January | 34 | 0 | 7.3 | 41.3 | 8.3
February | 28.2 | 0 | 6.6 | 34.8 | 7
March | 32.1 | 0 | 7.3 | 39.4 | 7.9
April | 25.7 | 0 | 7.1 | 32.8 | 6.6
May | 18.6 | 0 | 7.3 | 25.9 | 5.2
June | 9.3 | 0 | 7.1 | 16.4 | 3.3
July | 4.2 | 0 | 7.3 | 11.5 | 2.3
August | 4.1 | 0 | 7.3 | 11.4 | 2.3
September | 10 | 0 | 7.1 | 17.1 | 3.4
October | 15.3 | 0 | 7.3 | 22.6 | 4.5
November | 26 | 0 | 7.1 | 33.1 | 6.6
December | 28.3 | 0 | 7.3 | 35.6 | 7.1
Total | 235.8 | 0 | 86.1 | 321.9 | 64.4 | yearly energy
January
| solar | solar | direct | diffuse | outdoor | indoor | window | heating | blinds
| altitude | azimuth | radiation | radiation | temp. | temp. | temp. | load | closed
| (degrees) | (degrees) | (W-h/m2) | (W-h/m2) | (K) | (K) | (K) | (W-h/m2) | (% time)
midnight | -58.1 | 13.3 | 0 | 0 | 275.9 | 294.1 | 288.2 | 134.4 | 0
1:00 | -54.2 | 37.6 | 0 | 0 | 275.8 | 294.1 | 288.2 | 133.4 | 0
2:00 | -47.5 | 57.1 | 0 | 0 | 275.8 | 294.1 | 288.2 | 131.8 | 0
3:00 | -39.2 | 72.7 | 0 | 0 | 275.7 | 294.1 | 288.1 | 127.6 | 0
4:00 | -30.2 | 85.8 | 0 | 0 | 275.6 | 294.1 | 288.1 | 130.4 | 0
5:00 | -21.1 | 97.6 | 0 | 0 | 275.6 | 294.1 | 288.1 | 130.2 | 0
6:00 | -12.3 | 108.9 | 0 | 0 | 275.5 | 294.1 | 288.1 | 127.9 | 0
7:00 | -4 | 120.3 | 0 | 0 | 275.5 | 294.1 | 288.1 | 126.7 | 0
8:00 | 3.3 | 132.2 | 0 | 5.1 | 275.7 | 296.4 | 288.8 | 2.3 | 0
9:00 | 9.3 | 144.9 | 0 | 20.2 | 276.1 | 295.1 | 290.4 | 4.5 | 0
10:00 | 13.6 | 158.4 | 0 | 34.6 | 276.5 | 297 | 289.9 | 2 | 0
11:00 | 15.9 | 172.7 | 0 | 40.5 | 276.7 | 295.9 | 289.3 | 3.8 | 0
noon | 15.9 | -172.7 | 0 | 42.7 | 277.2 | 294.8 | 290.9 | 4 | 0
13:00 | 13.6 | -158.4 | 0 | 38.1 | 277.6 | 296.6 | 290.1 | 1.8 | 0
14:00 | 9.3 | -144.9 | 0 | 26.7 | 277.5 | 295.5 | 290.7 | 4 | 0
15:00 | 3.3 | -132.2 | 0 | 13.2 | 277.3 | 295.2 | 290.3 | 2.7 | 0
16:00 | -4 | -120.3 | 0 | 0.6 | 277 | 296.1 | 289.4 | 2.6 | 0
17:00 | -12.3 | -108.9 | 0 | 0 | 276.8 | 295.4 | 289.9 | 4.8 | 0
18:00 | -21.1 | -97.6 | 0 | 0 | 276.5 | 296.3 | 289.7 | 3.1 | 0
19:00 | -30.2 | -85.8 | 0 | 0 | 276.3 | 296.1 | 288.8 | 4.5 | 0
20:00 | -39.2 | -72.7 | 0 | 0 | 276.1 | 295 | 289.9 | 4.8 | 0
21:00 | -47.5 | -57.1 | 0 | 0 | 276.1 | 296.4 | 289.3 | 2.4 | 0
22:00 | -54.2 | -37.6 | 0 | 0 | 276 | 295.7 | 289.7 | 4.8 | 0
23:00 | -58.1 | -13.3 | 0 | 0 | 275.9 | 295.3 | 289.6 | 3.4 | 0
February
| solar | solar | direct | diffuse | outdoor | indoor | window | heating | blinds
| altitude | azimuth | radiation | radiation | temp. | temp. | temp. | load | closed
| (degrees) | (degrees) | (W-h/m2) | (W-h/m2) | (K) | (K) | (K) | (W-h/m2) | (% time)
midnight | -50.4 | 11.4 | 0 | 0 | 275.4 | 294.1 | 288 | 114.7 | 0
1:00 | -46.9 | 33 | 0 | 0 | 275.3 | 294.1 | 288 | 108.8 | 0
2:00 | -40.8 | 51.4 | 0 | 0 | 275.2 | 294.1 | 288 | 112.9 | 0
3:00 | -32.9 | 66.9 | 0 | 0 | 275.2 | 294.1 | 288 | 119.5 | 0
4:00 | -24.2 | 80.2 | 0 | 0 | 275.2 | 294.1 | 288 | 121.5 | 0
5:00 | -15.1 | 92.3 | 0 | 0 | 275.1 | 294.1 | 287.9 | 126.1 | 0
6:00 | -6.1 | 104 | 0 | 0 | 275.1 | 294.1 | 287.9 | 125.9 | 0
7:00 | 2.4 | 115.9 | 0 | 2.3 | 275.1 | 294.1 | 288 | 129.6 | 0
8:00 | 10.1 | 128.3 | 0 | 20.6 | 275.5 | 296.4 | 288.9 | 2.3 | 0
9:00 | 16.5 | 141.8 | 0 | 40.4 | 276.1 | 295.2 | 290.7 | 4 | 0
10:00 | 21.2 | 156.4 | 0 | 55.1 | 276.7 | 297 | 290.3 | 2 | 0
11:00 | 23.7 | 172 | 0 | 60.6 | 277.3 | 296 | 289.7 | 3.9 | 0
noon | 23.7 | -172 | 0 | 65.1 | 277.9 | 295 | 291.3 | 3.3 | 0
13:00 | 21.2 | -156.4 | 0 | 57 | 278.4 | 296.8 | 290.6 | 1.6 | 0
14:00 | 16.5 | -141.8 | 0 | 53.5 | 278.5 | 295.7 | 290.6 | 3.2 | 0
15:00 | 10.1 | -128.3 | 0 | 36 | 278.3 | 295 | 290.9 | 3.1 | 0
16:00 | 2.4 | -115.9 | 0 | 14.5 | 277.7 | 296.5 | 289.8 | 1.9 | 0
17:00 | -6.1 | -104 | 0 | 0.3 | 277.1 | 295.5 | 290.2 | 3.9 | 0
18:00 | -15.1 | -92.3 | 0 | 0 | 276.7 | 296.1 | 289.7 | 2.5 | 0
19:00 | -24.2 | -80.2 | 0 | 0 | 276.3 | 296.1 | 289.1 | 3.8 | 0
20:00 | -32.9 | -66.9 | 0 | 0 | 276 | 295.4 | 290 | 4.4 | 0
21:00 | -40.8 | -51.4 | 0 | 0 | 275.7 | 296.4 | 289.1 | 2.4 | 0
22:00 | -46.9 | -33 | 0 | 0 | 275.5 | 295.7 | 289.1 | 3.8 | 0
23:00 | -50.4 | -11.4 | 0 | 0 | 275.4 | 295.2 | 289.5 | 3.4 | 0
March
| solar | solar | direct | diffuse | outdoor | indoor | window | heating | blinds
| altitude | azimuth | radiation | radiation | temp. | temp. | temp. | load | closed
| (degrees) | (degrees) | (W-h/m2) | (W-h/m2) | (K) | (K) | (K) | (W-h/m2) | (% time)
midnight | -39 | 9.6 | 0 | 0 | 276.9 | 294.1 | 288.5 | 126.7 | 0
1:00 | -36 | 28.2 | 0 | 0 | 276.8 | 294.1 | 288.5 | 130.2 | 0
2:00 | -30.6 | 45 | 0 | 0 | 276.7 | 294.1 | 288.4 | 134.4 | 0
3:00 | -23.4 | 59.7 | 0 | 0 | 276.5 | 294.1 | 288.4 | 126.8 | 0
4:00 | -15 | 72.9 | 0 | 0 | 276.3 | 294.1 | 288.3 | 128.1 | 0
5:00 | -6.1 | 85.2 | 0 | 0 | 276.4 | 294.1 | 288.3 | 122.9 | 0
6:00 | 2.9 | 97.1 | 0 | 4.1 | 276.6 | 294.1 | 288.4 | 115.4 | 0
7:00 | 11.8 | 109.3 | 0 | 24.9 | 276.9 | 294.1 | 288.8 | 112.4 | 0
8:00 | 20 | 122.4 | 0 | 48.1 | 277.4 | 296.4 | 289.7 | 1.8 | 0
9:00 | 27 | 136.9 | 0 | 66.7 | 278 | 295.1 | 291.7 | 2.8 | 0
10:00 | 32.2 | 153.1 | 0 | 85.8 | 278.8 | 296.9 | 291.3 | 1.3 | 0
11:00 | 35.1 | 170.8 | 0 | 100 | 279.8 | 296.1 | 291.1 | 2.2 | 0
noon | 35.1 | -170.8 | 0 | 101.7 | 280.5 | 295.3 | 292.5 | 2.2 | 0
13:00 | 32.2 | -153.1 | 0 | 93 | 281.2 | 296.8 | 292.1 | 1 | 0
14:00 | 27 | -136.9 | 0 | 79.8 | 281.5 | 295.9 | 291.6 | 2 | 0
15:00 | 20 | -122.4 | 0 | 58.9 | 281.4 | 295.1 | 292.2 | 2.1 | 0
16:00 | 11.8 | -109.3 | 0 | 34.5 | 280.9 | 296.4 | 291.2 | 1.4 | 0
17:00 | 2.9 | -97.1 | 0 | 15.4 | 280.1 | 295.8 | 290.9 | 2.9 | 0
18:00 | -6.1 | -85.2 | 0 | 0 | 279.4 | 295.7 | 290.7 | 2.6 | 0
19:00 | -15 | -72.9 | 0 | 0 | 278.7 | 296 | 290 | 2.3 | 0
20:00 | -23.4 | -59.7 | 0 | 0 | 278.2 | 295.4 | 290.6 | 4 | 0
21:00 | -30.6 | -45 | 0 | 0 | 277.8 | 296.2 | 289.9 | 2.9 | 0
22:00 | -36 | -28.2 | 0 | 0 | 277.3 | 295.9 | 289.5 | 4 | 0
23:00 | -39 | -9.6 | 0 | 0 | 277.1 | 295.3 | 290 | 4.5 | 0
April
| solar | solar | direct | diffuse | outdoor | indoor | window | heating | blinds
| altitude | azimuth | radiation | radiation | temp. | temp. | temp. | load | closed
| (degrees) | (degrees) | (W-h/m2) | (W-h/m2) | (K) | (K) | (K) | (W-h/m2) | (% time)
midnight | -27.1 | 8.3 | 0 | 0 | 278.5 | 294.1 | 289 | 103.7 | 0
1:00 | -24.5 | 24.4 | 0 | 0 | 278.2 | 294.1 | 288.9 | 101.7 | 0
2:00 | -19.7 | 39.5 | 0 | 0 | 278 | 294.1 | 288.9 | 103.4 | 0
3:00 | -13.1 | 53.3 | 0 | 0 | 277.7 | 294.1 | 288.8 | 105.4 | 0
4:00 | -5.2 | 66 | 0 | 0 | 277.4 | 294.1 | 288.7 | 104.3 | 0
5:00 | 3.4 | 78 | 3 | 8 | 277.6 | 294.1 | 288.8 | 103.3 | 0
6:00 | 12.4 | 89.8 | 0.4 | 33.9 | 278.1 | 294.1 | 289.2 | 106.8 | 0
7:00 | 21.5 | 102 | 0 | 60.7 | 278.8 | 294.1 | 289.8 | 103.7 | 0
8:00 | 30.1 | 115.3 | 0 | 79.7 | 279.5 | 296.5 | 290.8 | 1.4 | 0
9:00 | 37.7 | 130.6 | 0 | 102.3 | 280.6 | 295.4 | 292.7 | 2.5 | 0
10:00 | 43.7 | 148.5 | 0 | 121.4 | 281.5 | 295.8 | 292.7 | 1.4 | 0
11:00 | 47 | 169.1 | 0 | 133.9 | 282.5 | 296.1 | 292.6 | 1.1 | 0
noon | 47 | -169.1 | 0 | 135.6 | 283.5 | 295.6 | 293.8 | 1.2 | 0
13:00 | 43.7 | -148.5 | 0 | 127.4 | 284.2 | 295.9 | 293.5 | 0.8 | 0
14:00 | 37.7 | -130.6 | 0 | 116.3 | 284.7 | 296.1 | 293.4 | 0.8 | 0
15:00 | 30.1 | -115.3 | 0 | 86.8 | 285 | 295.8 | 293.5 | 0.9 | 0
16:00 | 21.5 | -102 | 0 | 66.8 | 284.7 | 296.2 | 292.9 | 0.7 | 0
17:00 | 12.4 | -89.8 | 0.5 | 41.3 | 283.9 | 296 | 292.2 | 1.2 | 0
18:00 | 3.4 | -78 | 12.3 | 16.4 | 283 | 295.5 | 292.1 | 1.4 | 0
19:00 | -5.2 | -66 | 0 | 0 | 282 | 296.2 | 291.4 | 1.1 | 0
20:00 | -13.1 | -53.3 | 0 | 0 | 281 | 295.9 | 290.9 | 2 | 0
21:00 | -19.7 | -39.5 | 0 | 0 | 280 | 295.5 | 290.9 | 2.2 | 0
22:00 | -24.5 | -24.4 | 0 | 0 | 279.3 | 296.1 | 290.3 | 1.9 | 0
23:00 | -27.1 | -8.3 | 0 | 0 | 278.6 | 295.8 | 290.5 | 2.9 | 0
May
| solar | solar | direct | diffuse | outdoor | indoor | window | heating | blinds
| altitude | azimuth | radiation | radiation | temp. | temp. | temp. | load | closed
| (degrees) | (degrees) | (W-h/m2) | (W-h/m2) | (K) | (K) | (K) | (W-h/m2) | (% time)
midnight | -17.9 | 7.4 | 0 | 0 | 281 | 294.1 | 289.8 | 74 | 0
1:00 | -15.5 | 22 | 0 | 0 | 280.8 | 294.1 | 289.7 | 74.7 | 0
2:00 | -11.1 | 35.8 | 0 | 0 | 280.5 | 294.1 | 289.7 | 75.1 | 0
3:00 | -5 | 48.7 | 0 | 0 | 280.2 | 294.1 | 289.5 | 73.8 | 0
4:00 | 2.4 | 60.8 | 12.8 | 10.9 | 280.2 | 294.1 | 289.8 | 76.1 | 0
5:00 | 10.7 | 72.3 | 41.5 | 40.6 | 280.5 | 294.1 | 290.5 | 75.8 | 0
6:00 | 19.6 | 83.7 | 18 | 62.9 | 280.9 | 294.1 | 290.6 | 76 | 0
7:00 | 28.7 | 95.6 | 0 | 84.8 | 281.8 | 294.1 | 291 | 67.7 | 0
8:00 | 37.6 | 108.8 | 0 | 101.3 | 282.7 | 296.6 | 292.2 | 0.5 | 0
9:00 | 45.8 | 124.4 | 0 | 131.7 | 283.7 | 295.7 | 293.9 | 1 | 0
10:00 | 52.4 | 143.6 | 0 | 145.9 | 284.8 | 295.5 | 294.1 | 0.6 | 0
11:00 | 56.2 | 167.2 | 0 | 152.2 | 285.8 | 296.6 | 294.1 | 0.3 | 0
noon | 56.2 | -167.2 | 0 | 145.7 | 286.8 | 296.2 | 294.8 | 0.3 | 0
13:00 | 52.4 | -143.6 | 0 | 137.1 | 287.6 | 296.3 | 295 | 0.3 | 0
14:00 | 45.8 | -124.4 | 0 | 134.2 | 288 | 296.1 | 294.9 | 0.3 | 0
15:00 | 37.6 | -108.8 | 0 | 116.3 | 288 | 296.1 | 294.8 | 0.3 | 0
16:00 | 28.7 | -95.6 | 0 | 97.6 | 287.9 | 296.2 | 294.5 | 0.3 | 0
17:00 | 19.6 | -83.7 | 19 | 74.3 | 287.3 | 296.2 | 294 | 0.2 | 0
18:00 | 10.7 | -72.3 | 47.9 | 48.7 | 286.3 | 296 | 293.8 | 0.2 | 0
19:00 | 2.4 | -60.8 | 25.2 | 18.1 | 285.1 | 296.1 | 292.8 | 0.4 | 0
20:00 | -5 | -48.7 | 0 | 0 | 284 | 295.8 | 292.2 | 0.5 | 0
21:00 | -11.1 | -35.8 | 0 | 0 | 283.1 | 296.2 | 291.8 | 0.6 | 0
22:00 | -15.5 | -22 | 0 | 0 | 282.3 | 295.9 | 291.4 | 0.9 | 0
23:00 | -17.9 | -7.4 | 0 | 0 | 281.5 | 295.8 | 291.3 | 1 | 0
June
| solar | solar | direct | diffuse | outdoor | indoor | window | heating | blinds
| altitude | azimuth | radiation | radiation | temp. | temp. | temp. | load | closed
| (degrees) | (degrees) | (W-h/m2) | (W-h/m2) | (K) | (K) | (K) | (W-h/m2) | (% time)
midnight | -13.8 | 7 | 0 | 0 | 284.5 | 294.2 | 291 | 41.5 | 0
1:00 | -11.6 | 21 | 0 | 0 | 284.2 | 294.2 | 290.9 | 40.5 | 0
2:00 | -7.3 | 34.3 | 0 | 0 | 283.9 | 294.2 | 290.8 | 37.2 | 0
3:00 | -1.4 | 46.7 | 0 | 0 | 283.6 | 294.2 | 290.7 | 36.1 | 0
4:00 | 5.8 | 58.4 | 47 | 27.4 | 283.7 | 294.2 | 291.6 | 37.7 | 0
5:00 | 14 | 69.7 | 54.6 | 52.4 | 284.2 | 294.2 | 292 | 37.7 | 0
6:00 | 22.8 | 80.8 | 26.7 | 76.8 | 284.6 | 294.2 | 292 | 39 | 0
7:00 | 31.9 | 92.5 | 0 | 90.6 | 285.2 | 294.3 | 292.3 | 37.4 | 0
8:00 | 40.9 | 105.5 | 0 | 104.6 | 286.2 | 296.7 | 293.6 | 0.2 | 0
9:00 | 49.2 | 121 | 0 | 130.5 | 287.2 | 296.1 | 294.8 | 0.3 | 0
10:00 | 56.1 | 140.8 | 0 | 140.9 | 288.1 | 296.2 | 295.1 | 0.1 | 0
11:00 | 60.2 | 166 | 0 | 149.1 | 289.1 | 296.8 | 295.4 | 0.1 | 0
noon | 60.2 | -166 | 0 | 150.4 | 290 | 296.6 | 296.1 | 0.1 | 0
13:00 | 56.1 | -140.8 | 0 | 149.6 | 290.6 | 296.8 | 296.4 | 0 | 0
14:00 | 49.2 | -121 | 0 | 133.5 | 291 | 296.9 | 296.2 | 0 | 0
15:00 | 40.9 | -105.5 | 0 | 111.8 | 291.1 | 296.9 | 296.2 | 0 | 0
16:00 | 31.9 | -92.5 | 0 | 113.1 | 290.9 | 297 | 296 | 0 | 0
17:00 | 22.8 | -80.8 | 25.1 | 93.4 | 290.2 | 296.6 | 295.6 | 0.2 | 0
18:00 | 14 | -69.7 | 50.8 | 67.2 | 289.3 | 296.2 | 295.3 | 0.2 | 0
19:00 | 5.8 | -58.4 | 47.8 | 41 | 288.3 | 296.2 | 294.6 | 0.1 | 0
20:00 | -1.4 | -46.7 | 0 | 0 | 287.4 | 296.2 | 293.5 | 0.4 | 0
21:00 | -7.3 | -34.3 | 0 | 0 | 286.4 | 296.3 | 293 | 0.3 | 0
22:00 | -11.6 | -21 | 0 | 0 | 285.7 | 296.1 | 292.6 | 0.5 | 0
23:00 | -13.8 | -7 | 0 | 0 | 284.8 | 296.1 | 292.6 | 0.5 | 0
July
| solar | solar | direct | diffuse | outdoor | indoor | window | heating | blinds
| altitude | azimuth | radiation | radiation | temp. | temp. | temp. | load | closed
| (degrees) | (degrees) | (W-h/m2) | (W-h/m2) | (K) | (K) | (K) | (W-h/m2) | (% time)
midnight | -15.9 | 7.2 | 0 | 0 | 286.4 | 295.7 | 292.6 | 15.2 | 0
1:00 | -13.7 | 21.5 | 0 | 0 | 286.1 | 295.6 | 292.5 | 18.5 | 0
2:00 | -9.3 | 35.1 | 0 | 0 | 285.6 | 295.5 | 292.3 | 18.7 | 0
3:00 | -3.3 | 47.8 | 0 | 0 | 285.3 | 295.5 | 292.1 | 17.1 | 0
4:00 | 4 | 59.7 | 7.4 | 13.9 | 285.5 | 295.5 | 292.4 | 17.5 | 0
5:00 | 12.3 | 71 | 22.1 | 43.4 | 285.8 | 295.5 | 293 | 16.2 | 0
6:00 | 21.1 | 82.3 | 12.9 | 72.5 | 286.4 | 295.5 | 293.3 | 16.8 | 0
7:00 | 30.2 | 94.1 | 0 | 90.2 | 286.8 | 295.5 | 293.6 | 14.8 | 0
8:00 | 39.2 | 107.3 | 0 | 107.5 | 287.6 | 297.4 | 294.9 | 0 | 0
9:00 | 47.4 | 122.8 | 0 | 130 | 288.7 | 297 | 295.7 | 0 | 0
10:00 | 54.2 | 142.4 | 0 | 152.9 | 289.7 | 297.1 | 296.4 | 0 | 0
11:00 | 58.1 | 166.6 | 0 | 166.1 | 290.7 | 297.4 | 297 | 0 | 0
noon | 58.1 | -166.6 | 0 | 174.3 | 291.7 | 297.6 | 297.4 | 0 | 0
13:00 | 54.2 | -142.4 | 0 | 161.4 | 292.5 | 297.6 | 297.6 | 0 | 0
14:00 | 47.4 | -122.8 | 0 | 145.3 | 292.9 | 297.2 | 297.6 | 0 | 0
15:00 | 39.2 | -107.3 | 0 | 120.5 | 293 | 297.3 | 297.3 | 0 | 0
16:00 | 30.2 | -94.1 | 0 | 114.7 | 292.8 | 297.2 | 297.1 | 0 | 0
17:00 | 21.1 | -82.3 | 18.9 | 91.1 | 292.4 | 297.3 | 296.8 | 0 | 0
18:00 | 12.3 | -71 | 59.5 | 68.5 | 291.5 | 297.3 | 296.7 | 0 | 0
19:00 | 4 | -59.7 | 57.7 | 35.1 | 290.4 | 297.4 | 296 | 0 | 0
20:00 | -3.3 | -47.8 | 0 | 0 | 289.3 | 297 | 294.6 | 0 | 0
21:00 | -9.3 | -35.1 | 0 | 0 | 288.4 | 296.9 | 294.3 | 0 | 0
22:00 | -13.7 | -21.5 | 0 | 0 | 287.5 | 297.2 | 293.8 | 0.1 | 0
23:00 | -15.9 | -7.2 | 0 | 0 | 286.8 | 296.8 | 293.7 | 0 | 0
August
| solar | solar | direct | diffuse | outdoor | indoor | window | heating | blinds
| altitude | azimuth | radiation | radiation | temp. | temp. | temp. | load | closed
| (degrees) | (degrees) | (W-h/m2) | (W-h/m2) | (K) | (K) | (K) | (W-h/m2) | (% time)
midnight | -23.7 | 7.9 | 0 | 0 | 286.4 | 295.3 | 292.4 | 13 | 0
1:00 | -21.3 | 23.5 | 0 | 0 | 286 | 295.2 | 292.2 | 14.3 | 0
2:00 | -16.6 | 38.1 | 0 | 0 | 285.9 | 295.2 | 292.1 | 15.9 | 0
3:00 | -10.1 | 51.6 | 0 | 0 | 285.4 | 295.1 | 291.9 | 17 | 0
4:00 | -2.4 | 64.1 | 0 | 0 | 285.1 | 295.1 | 291.8 | 19.2 | 0
5:00 | 6 | 75.9 | 12.7 | 19 | 285.3 | 295.1 | 292.1 | 18.5 | 0
6:00 | 15.1 | 87.6 | 5.8 | 45.6 | 285.9 | 295.1 | 292.5 | 17.6 | 0
7:00 | 24.2 | 99.7 | 0 | 76 | 286.5 | 295.1 | 293.1 | 17.7 | 0
8:00 | 32.9 | 113.1 | 0 | 96.4 | 287.3 | 297.1 | 294.4 | 0 | 0
9:00 | 40.7 | 128.5 | 0 | 119 | 288.2 | 296.7 | 295.3 | 0 | 0
10:00 | 46.9 | 146.9 | 0 | 144.3 | 289.3 | 297.1 | 296 | 0 | 0
11:00 | 50.3 | 168.5 | 0 | 156.9 | 290.4 | 297 | 296.5 | 0 | 0
noon | 50.3 | -168.5 | 0 | 169.1 | 291.3 | 297 | 297 | 0 | 0
13:00 | 46.9 | -146.9 | 0 | 150.2 | 292 | 297.1 | 297.2 | 0 | 0
14:00 | 40.7 | -128.5 | 0 | 130.8 | 292.5 | 297.2 | 297.1 | 0 | 0
15:00 | 32.9 | -113.1 | 0 | 103.7 | 292.6 | 297.5 | 296.8 | 0 | 0
16:00 | 24.2 | -99.7 | 0 | 76.7 | 292.2 | 297.3 | 296.6 | 0 | 0
17:00 | 15.1 | -87.6 | 6.3 | 56.4 | 291.7 | 297.3 | 296.1 | 0 | 0
18:00 | 6 | -75.9 | 24.9 | 35.1 | 290.9 | 297.4 | 295.6 | 0 | 0
19:00 | -2.4 | -64.1 | 0 | 6 | 289.9 | 297.2 | 294.9 | 0 | 0
20:00 | -10.1 | -51.6 | 0 | 0 | 289 | 297.2 | 294.4 | 0 | 0
21:00 | -16.6 | -38.1 | 0 | 0 | 288.1 | 296.9 | 294.3 | 0 | 0
22:00 | -21.3 | -23.5 | 0 | 0 | 287.3 | 296.8 | 293.7 | 0 | 0
23:00 | -23.7 | -7.9 | 0 | 0 | 286.6 | 296.9 | 293.4 | 0 | 0
September
| solar | solar | direct | diffuse | outdoor | indoor | window | heating | blinds
| altitude | azimuth | radiation | radiation | temp. | temp. | temp. | load | closed
| (degrees) | (degrees) | (W-h/m2) | (W-h/m2) | (K) | (K) | (K) | (W-h/m2) | (% time)
midnight | -35.1 | 9.1 | 0 | 0 | 284.9 | 295.4 | 292 | 41.7 | 0
1:00 | -32.3 | 26.9 | 0 | 0 | 284.8 | 295.4 | 291.9 | 41.7 | 0
2:00 | -27.1 | 43.1 | 0 | 0 | 284.5 | 295.3 | 291.8 | 41.1 | 0
3:00 | -20 | 57.5 | 0 | 0 | 284.3 | 295.3 | 291.7 | 40.5 | 0
4:00 | -11.8 | 70.6 | 0 | 0 | 284.1 | 295.2 | 291.6 | 41.2 | 0
5:00 | -3 | 82.8 | 0 | 0.3 | 284 | 295.2 | 291.5 | 43.3 | 0
6:00 | 6 | 94.7 | 0 | 19.9 | 284.3 | 295.2 | 291.8 | 41.5 | 0
7:00 | 15 | 107 | 0 | 44.4 | 284.7 | 295.2 | 292.2 | 36.7 | 0
8:00 | 23.3 | 120.2 | 0 | 67.9 | 285.4 | 297.1 | 293.4 | 0.4 | 0
9:00 | 30.6 | 135 | 0 | 89.9 | 286.1 | 296.6 | 294.5 | 0.6 | 0
10:00 | 36 | 151.7 | 0 | 104.9 | 286.8 | 296.7 | 294.7 | 0.2 | 0
11:00 | 39 | 170.3 | 0 | 105.9 | 287.6 | 296.9 | 294.8 | 0.2 | 0
noon | 39 | -170.3 | 0 | 104.9 | 288.3 | 296.6 | 295.3 | 0.1 | 0
13:00 | 36 | -151.7 | 0 | 101.4 | 288.9 | 296.8 | 295.5 | 0.1 | 0
14:00 | 30.6 | -135 | 0 | 92.6 | 289.4 | 296.9 | 295.4 | 0.2 | 0
15:00 | 23.3 | -120.2 | 0 | 73.2 | 289.5 | 296.8 | 295.4 | 0.2 | 0
16:00 | 15 | -107 | 0 | 44.6 | 289.3 | 297 | 294.9 | 0 | 0
17:00 | 6 | -94.7 | 0 | 23.9 | 288.6 | 297 | 294.3 | 0.1 | 0
18:00 | -3 | -82.8 | 0 | 2.4 | 287.8 | 297 | 293.8 | 0.2 | 0
19:00 | -11.8 | -70.6 | 0 | 0 | 287.1 | 296.9 | 293.7 | 0.4 | 0
20:00 | -20 | -57.5 | 0 | 0 | 286.5 | 296.8 | 293.3 | 0.7 | 0
21:00 | -27.1 | -43.1 | 0 | 0 | 285.9 | 296.8 | 293.1 | 0.8 | 0
22:00 | -32.3 | -26.9 | 0 | 0 | 285.3 | 296.8 | 292.9 | 0.7 | 0
23:00 | -35.1 | -9.1 | 0 | 0 | 285 | 296.8 | 292.9 | 0.9 | 0
October
| solar | solar | direct | diffuse | outdoor | indoor | window | heating | blinds
| altitude | azimuth | radiation | radiation | temp. | temp. | temp. | load | closed
| (degrees) | (degrees) | (W-h/m2) | (W-h/m2) | (K) | (K) | (K) | (W-h/m2) | (% time)
midnight | -47 | 10.8 | 0 | 0 | 282.1 | 294.4 | 290.4 | 56.9 | 0
1:00 | -43.7 | 31.4 | 0 | 0 | 282.1 | 294.4 | 290.4 | 55.7 | 0
2:00 | -37.8 | 49.3 | 0 | 0 | 282 | 294.4 | 290.3 | 57.1 | 0
3:00 | -30.1 | 64.6 | 0 | 0 | 281.8 | 294.4 | 290.3 | 58 | 0
4:00 | -21.5 | 78 | 0 | 0 | 281.8 | 294.4 | 290.2 | 59.4 | 0
5:00 | -12.4 | 90.2 | 0 | 0 | 281.7 | 294.4 | 290.2 | 64.2 | 0
6:00 | -3.4 | 102 | 0 | 0.8 | 281.8 | 294.4 | 290.2 | 64.9 | 0
7:00 | 5.2 | 114 | 0 | 16.8 | 282.2 | 294.4 | 290.6 | 63.9 | 0
8:00 | 13 | 126.6 | 0 | 37.6 | 282.6 | 296.6 | 291.6 | 0.6 | 0
9:00 | 19.7 | 140.4 | 0 | 61.3 | 283.3 | 295.7 | 293 | 1.2 | 0
10:00 | 24.5 | 155.5 | 0 | 70.4 | 283.9 | 296.8 | 292.9 | 0.5 | 0
11:00 | 27.1 | 171.7 | 0 | 81.3 | 284.6 | 296.3 | 292.7 | 0.9 | 0
noon | 27.1 | -171.7 | 0 | 79 | 285.1 | 295.5 | 293.7 | 0.9 | 0
13:00 | 24.5 | -155.5 | 0 | 65.6 | 285.4 | 296.7 | 293.2 | 0.4 | 0
14:00 | 19.7 | -140.4 | 0 | 49.7 | 285.5 | 296.1 | 293 | 1 | 0
15:00 | 13 | -126.6 | 0 | 33.4 | 285.3 | 295.9 | 293.2 | 0.6 | 0
16:00 | 5.2 | -114 | 0 | 14.6 | 284.7 | 296.3 | 292.4 | 0.4 | 0
17:00 | -3.4 | -102 | 0 | 0.4 | 284.1 | 296 | 292.2 | 1.1 | 0
18:00 | -12.4 | -90.2 | 0 | 0 | 283.5 | 296.1 | 292 | 1.1 | 0
19:00 | -21.5 | -78 | 0 | 0 | 283.1 | 296.2 | 291.8 | 0.7 | 0
20:00 | -30.1 | -64.6 | 0 | 0 | 282.8 | 295.9 | 292.1 | 1 | 0
21:00 | -37.8 | -49.3 | 0 | 0 | 282.5 | 296.1 | 291.7 | 0.6 | 0
22:00 | -43.7 | -31.4 | 0 | 0 | 282.4 | 296 | 291.4 | 1 | 0
23:00 | -47 | -10.8 | 0 | 0 | 282.2 | 295.7 | 291.8 | 1 | 0
November
| solar | solar | direct | diffuse | outdoor | indoor | window | heating | blinds
| altitude | azimuth | radiation | radiation | temp. | temp. | temp. | load | closed
| (degrees) | (degrees) | (W-h/m2) | (W-h/m2) | (K) | (K) | (K) | (W-h/m2) | (% time)
midnight | -56.2 | 12.8 | 0 | 0 | 278.9 | 294.1 | 289.1 | 102.2 | 0
1:00 | -52.4 | 36.3 | 0 | 0 | 278.8 | 294.1 | 289.1 | 102.6 | 0
2:00 | -45.8 | 55.6 | 0 | 0 | 278.6 | 294.1 | 289.1 | 108.8 | 0
3:00 | -37.7 | 71.1 | 0 | 0 | 278.5 | 294.1 | 289 | 105.2 | 0
4:00 | -28.8 | 84.3 | 0 | 0 | 278.4 | 294.1 | 289 | 101.1 | 0
5:00 | -19.7 | 96.2 | 0 | 0 | 278.4 | 294.1 | 289 | 104.5 | 0
6:00 | -10.7 | 107.7 | 0 | 0 | 278.3 | 294.1 | 289 | 104.9 | 0
7:00 | -2.4 | 119.2 | 0 | 1 | 278.2 | 294.1 | 288.9 | 105.5 | 0
8:00 | 5 | 131.2 | 0 | 16 | 278.4 | 296.4 | 289.7 | 1.6 | 0
9:00 | 11.1 | 144.1 | 0 | 30.1 | 278.8 | 295.2 | 291.4 | 3.1 | 0
10:00 | 15.5 | 157.9 | 0 | 45.9 | 279.2 | 296.6 | 291 | 1.2 | 0
11:00 | 17.8 | 172.5 | 0 | 57.8 | 279.7 | 295.9 | 290.7 | 2.5 | 0
noon | 17.8 | -172.5 | 0 | 55.3 | 280.1 | 295.1 | 291.7 | 2.1 | 0
13:00 | 15.5 | -157.9 | 0 | 47.3 | 280.3 | 296.4 | 291.2 | 1.3 | 0
14:00 | 11.1 | -144.1 | 0 | 30.2 | 280.4 | 296 | 291 | 2.3 | 0
15:00 | 5 | -131.2 | 0 | 12.9 | 280.2 | 295.2 | 291.2 | 2 | 0
16:00 | -2.4 | -119.2 | 0 | 0 | 280 | 296.3 | 290.5 | 1.4 | 0
17:00 | -10.7 | -107.7 | 0 | 0 | 279.7 | 295.4 | 291 | 2.5 | 0
18:00 | -19.7 | -96.2 | 0 | 0 | 279.6 | 296.3 | 290.7 | 1.7 | 0
19:00 | -28.8 | -84.3 | 0 | 0 | 279.4 | 296 | 290 | 2.1 | 0
20:00 | -37.7 | -71.1 | 0 | 0 | 279.4 | 294.9 | 291 | 2.9 | 0
21:00 | -45.8 | -55.6 | 0 | 0 | 279.2 | 296.5 | 290.3 | 1.6 | 0
22:00 | -52.4 | -36.3 | 0 | 0 | 279 | 295.6 | 290.6 | 2.5 | 0
23:00 | -56.2 | -12.8 | 0 | 0 | 278.8 | 295.5 | 290.7 | 2.1 | 0
December
| solar | solar | direct | diffuse | outdoor | indoor | window | heating | blinds
| altitude | azimuth | radiation | radiation | temp. | temp. | temp. | load | closed
| (degrees) | (degrees) | (W-h/m2) | (W-h/m2) | (K) | (K) | (K) | (W-h/m2) | (% time)
midnight | -60.2 | 13.9 | 0 | 0 | 276.9 | 294.1 | 288.5 | 107 | 0
1:00 | -56.1 | 39.1 | 0 | 0 | 276.8 | 294.1 | 288.5 | 110.5 | 0
2:00 | -49.2 | 58.9 | 0 | 0 | 276.8 | 294.1 | 288.5 | 110.8 | 0
3:00 | -40.9 | 74.4 | 0 | 0 | 276.8 | 294.1 | 288.5 | 110.8 | 0
4:00 | -31.9 | 87.4 | 0 | 0 | 276.9 | 294.1 | 288.5 | 108.2 | 0
5:00 | -22.8 | 99.1 | 0 | 0 | 277 | 294.1 | 288.5 | 111.2 | 0
6:00 | -14 | 110.2 | 0 | 0 | 276.9 | 294.1 | 288.5 | 108.4 | 0
7:00 | -5.8 | 121.5 | 0 | 0 | 276.9 | 294.1 | 288.5 | 105.6 | 0
8:00 | 1.4 | 133.2 | 0 | 1.8 | 277.1 | 296.5 | 289.2 | 1.8 | 0
9:00 | 7.3 | 145.7 | 0 | 14.9 | 277.3 | 295.2 | 290.8 | 3.9 | 0
10:00 | 11.6 | 158.9 | 0 | 28.6 | 277.7 | 297.2 | 290.3 | 1.9 | 0
11:00 | 13.8 | 172.9 | 0 | 36.8 | 277.9 | 296 | 289.7 | 3.5 | 0
noon | 13.8 | -172.9 | 0 | 37.9 | 278.2 | 294.7 | 291.1 | 3.4 | 0
13:00 | 11.6 | -158.9 | 0 | 29 | 278.4 | 296.7 | 290.3 | 1.4 | 0
14:00 | 7.3 | -145.7 | 0 | 18.1 | 278.3 | 295.5 | 291 | 3.2 | 0
15:00 | 1.4 | -133.2 | 0 | 4.7 | 278.2 | 294.9 | 290.4 | 2 | 0
16:00 | -5.8 | -121.5 | 0 | 0 | 277.8 | 296.2 | 289.7 | 1.8 | 0
17:00 | -14 | -110.2 | 0 | 0 | 277.7 | 295.4 | 290.6 | 3.3 | 0
18:00 | -22.8 | -99.1 | 0 | 0 | 277.5 | 296.4 | 289.9 | 1.9 | 0
19:00 | -31.9 | -87.4 | 0 | 0 | 277.5 | 295.8 | 289.4 | 3.2 | 0
20:00 | -40.9 | -74.4 | 0 | 0 | 277.3 | 295.1 | 290.3 | 3.1 | 0
21:00 | -49.2 | -58.9 | 0 | 0 | 277.1 | 296.5 | 289.5 | 1.7 | 0
22:00 | -56.1 | -39.1 | 0 | 0 | 277.1 | 295.4 | 290.2 | 3.3 | 0
23:00 | -60.2 | -13.9 | 0 | 0 | 277 | 295.4 | 289.9 | 2.5 | 0

## Sheet3
Scenario Three (red)
Tue Dec 03 2019 22:54:01 GMT+0000 (Greenwich Mean Time)
Setup Information:
Building
Location | UK - London
Building length, side A | N/A
Building length, side B | N/A
Simulation Type
Simulation Type | one_sided
Window Description
Typology | dgu_nb
Glazing Type | clear
Window Area | 3%
Wall Description
Insulation R-Value | 99999999.9 m2-K/W
Occupancy
Type | Low-rise Residential
Occupancy Load | 0.000 people per m2
Lighting Requirements | 400 lux
Equipment Load | 0.00 W/m2
Room Ventilation
Air Change Rate per Occupant | 15.0 liters / sec per person
Total Air Change Rate | 0.0 roomfuls per hour
Lighting Control
Lighting Control | lights do not respond to daylight: all lights fully on while building is occupied
Representative Room
Orientation | north
Room Depth | 27 m
Room Width | 5 m
Room Height | 2.2 m
Thermal Mass
Thermal Mass | none
Overhang
Overhang Depth | 0 m
Roof
Roof Type | adiabatic roof
Simulation Results:
Primary Energy Use and CO2 Emissions
| heating | cooling | lighting | total | CO2
| energy | energy | energy | energy | emissions
| (kWh/m2) | (kWh/m2) | (kWh/m2) | (kWh/m2) | (kg/m2)
January | 34 | 0 | 7.3 | 41.3 | 8.3
February | 28.2 | 0 | 6.6 | 34.8 | 7
March | 32.1 | 0 | 7.3 | 39.4 | 7.9
April | 25.7 | 0 | 7.1 | 32.8 | 6.6
May | 18.6 | 0 | 7.3 | 25.9 | 5.2
June | 9.3 | 0 | 7.1 | 16.4 | 3.3
July | 4.2 | 0 | 7.3 | 11.5 | 2.3
August | 4.1 | 0 | 7.3 | 11.4 | 2.3
September | 10 | 0 | 7.1 | 17.1 | 3.4
October | 15.3 | 0 | 7.3 | 22.6 | 4.5
November | 26 | 0 | 7.1 | 33.1 | 6.6
December | 28.3 | 0 | 7.3 | 35.6 | 7.1
Total | 235.8 | 0 | 86.1 | 321.9 | 64.4 | yearly energy
January
| solar | solar | direct | diffuse | outdoor | indoor | window | heating | blinds
| altitude | azimuth | radiation | radiation | temp. | temp. | temp. | load | closed
| (degrees) | (degrees) | (W-h/m2) | (W-h/m2) | (K) | (K) | (K) | (W-h/m2) | (% time)
midnight | -58.1 | 13.3 | 0 | 0 | 275.9 | 294.1 | 288.2 | 133.7 | 0
1:00 | -54.2 | 37.6 | 0 | 0 | 275.8 | 294.1 | 288.2 | 133.4 | 0
2:00 | -47.5 | 57.1 | 0 | 0 | 275.8 | 294.1 | 288.2 | 131.9 | 0
3:00 | -39.2 | 72.7 | 0 | 0 | 275.7 | 294.1 | 288.1 | 127.7 | 0
4:00 | -30.2 | 85.8 | 0 | 0 | 275.6 | 294.1 | 288.1 | 130.4 | 0
5:00 | -21.1 | 97.6 | 0 | 0 | 275.6 | 294.1 | 288.1 | 130.2 | 0
6:00 | -12.3 | 108.9 | 0 | 0 | 275.5 | 294.1 | 288.1 | 127.9 | 0
7:00 | -4 | 120.3 | 0 | 0 | 275.5 | 294.1 | 288.1 | 126.7 | 0
8:00 | 3.3 | 132.2 | 0 | 5.1 | 275.7 | 296.3 | 288.7 | 2.3 | 0
9:00 | 9.3 | 144.9 | 0 | 20.2 | 276.1 | 294.9 | 290.5 | 4.5 | 0
10:00 | 13.6 | 158.4 | 0 | 34.6 | 276.5 | 296.9 | 289.9 | 2 | 0
11:00 | 15.9 | 172.7 | 0 | 40.5 | 276.7 | 295.7 | 289.4 | 3.8 | 0
noon | 15.9 | -172.7 | 0 | 42.7 | 277.2 | 294.6 | 290.8 | 3.8 | 0
13:00 | 13.6 | -158.4 | 0 | 38.1 | 277.6 | 296.5 | 290 | 1.8 | 0
14:00 | 9.3 | -144.9 | 0 | 26.7 | 277.5 | 295.3 | 290.9 | 4.1 | 0
15:00 | 3.3 | -132.2 | 0 | 13.2 | 277.3 | 296.8 | 290.1 | 2.1 | 0
16:00 | -4 | -120.3 | 0 | 0.6 | 277 | 295.9 | 289.1 | 4.1 | 0
17:00 | -12.3 | -108.9 | 0 | 0 | 276.8 | 294.9 | 290.1 | 4.8 | 0
18:00 | -21.1 | -97.6 | 0 | 0 | 276.5 | 296.5 | 289.2 | 2.7 | 0
19:00 | -30.2 | -85.8 | 0 | 0 | 276.3 | 295.3 | 290.1 | 4.8 | 0
20:00 | -39.2 | -72.7 | 0 | 0 | 276.1 | 296.3 | 289.6 | 2.6 | 0
21:00 | -47.5 | -57.1 | 0 | 0 | 276.1 | 296 | 288.8 | 4.1 | 0
22:00 | -54.2 | -37.6 | 0 | 0 | 276 | 295.1 | 289.8 | 4.4 | 0
23:00 | -58.1 | -13.3 | 0 | 0 | 275.9 | 296.3 | 289 | 3.1 | 0
February
| solar | solar | direct | diffuse | outdoor | indoor | window | heating | blinds
| altitude | azimuth | radiation | radiation | temp. | temp. | temp. | load | closed
| (degrees) | (degrees) | (W-h/m2) | (W-h/m2) | (K) | (K) | (K) | (W-h/m2) | (% time)
midnight | -50.4 | 11.4 | 0 | 0 | 275.4 | 294.1 | 288 | 114 | 0
1:00 | -46.9 | 33 | 0 | 0 | 275.3 | 294.1 | 288 | 108.8 | 0
2:00 | -40.8 | 51.4 | 0 | 0 | 275.2 | 294.1 | 288 | 113 | 0
3:00 | -32.9 | 66.9 | 0 | 0 | 275.2 | 294.1 | 288 | 119.5 | 0
4:00 | -24.2 | 80.2 | 0 | 0 | 275.2 | 294.1 | 288 | 121.5 | 0
5:00 | -15.1 | 92.3 | 0 | 0 | 275.1 | 294.1 | 287.9 | 126.2 | 0
6:00 | -6.1 | 104 | 0 | 0 | 275.1 | 294.1 | 287.9 | 126 | 0
7:00 | 2.4 | 115.9 | 0 | 2.3 | 275.1 | 294.1 | 288 | 129.7 | 0
8:00 | 10.1 | 128.3 | 0 | 20.6 | 275.5 | 296.3 | 288.8 | 2.3 | 0
9:00 | 16.5 | 141.8 | 0 | 40.4 | 276.1 | 295.1 | 290.7 | 4 | 0
10:00 | 21.2 | 156.4 | 0 | 55.1 | 276.7 | 297 | 290.2 | 2 | 0
11:00 | 23.7 | 172 | 0 | 60.6 | 277.3 | 295.9 | 289.7 | 4 | 0
noon | 23.7 | -172 | 0 | 65.1 | 277.9 | 294.8 | 291.3 | 3.3 | 0
13:00 | 21.2 | -156.4 | 0 | 57 | 278.4 | 296.7 | 290.6 | 1.6 | 0
14:00 | 16.5 | -141.8 | 0 | 53.5 | 278.5 | 295.7 | 290.6 | 3.2 | 0
15:00 | 10.1 | -128.3 | 0 | 36 | 278.3 | 295.7 | 290.8 | 3 | 0
16:00 | 2.4 | -115.9 | 0 | 14.5 | 277.7 | 296.2 | 289.6 | 2.4 | 0
17:00 | -6.1 | -104 | 0 | 0.3 | 277.1 | 295.2 | 290.2 | 4 | 0
18:00 | -15.1 | -92.3 | 0 | 0 | 276.7 | 296.4 | 289.6 | 2.4 | 0
19:00 | -24.2 | -80.2 | 0 | 0 | 276.3 | 296 | 289.3 | 4 | 0
20:00 | -32.9 | -66.9 | 0 | 0 | 276 | 295.4 | 289.8 | 3.9 | 0
21:00 | -40.8 | -51.4 | 0 | 0 | 275.7 | 296.3 | 288.9 | 2.7 | 0
22:00 | -46.9 | -33 | 0 | 0 | 275.5 | 295.5 | 289.4 | 3.6 | 0
23:00 | -50.4 | -11.4 | 0 | 0 | 275.4 | 296.2 | 289.3 | 2.6 | 0
March
| solar | solar | direct | diffuse | outdoor | indoor | window | heating | blinds
| altitude | azimuth | radiation | radiation | temp. | temp. | temp. | load | closed
| (degrees) | (degrees) | (W-h/m2) | (W-h/m2) | (K) | (K) | (K) | (W-h/m2) | (% time)
midnight | -39 | 9.6 | 0 | 0 | 276.9 | 294.1 | 288.5 | 126.3 | 0
1:00 | -36 | 28.2 | 0 | 0 | 276.8 | 294.1 | 288.5 | 130.2 | 0
2:00 | -30.6 | 45 | 0 | 0 | 276.7 | 294.1 | 288.4 | 134.4 | 0
3:00 | -23.4 | 59.7 | 0 | 0 | 276.5 | 294.1 | 288.4 | 126.9 | 0
4:00 | -15 | 72.9 | 0 | 0 | 276.3 | 294.1 | 288.3 | 128.1 | 0
5:00 | -6.1 | 85.2 | 0 | 0 | 276.4 | 294.1 | 288.3 | 122.9 | 0
6:00 | 2.9 | 97.1 | 0 | 4.1 | 276.6 | 294.1 | 288.4 | 115.4 | 0
7:00 | 11.8 | 109.3 | 0 | 24.9 | 276.9 | 294.1 | 288.8 | 112.4 | 0
8:00 | 20 | 122.4 | 0 | 48.1 | 277.4 | 296.4 | 289.7 | 1.8 | 0
9:00 | 27 | 136.9 | 0 | 66.7 | 278 | 295.1 | 291.7 | 2.8 | 0
10:00 | 32.2 | 153.1 | 0 | 85.8 | 278.8 | 296.8 | 291.3 | 1.4 | 0
11:00 | 35.1 | 170.8 | 0 | 100 | 279.8 | 296.2 | 291.1 | 2.2 | 0
noon | 35.1 | -170.8 | 0 | 101.7 | 280.5 | 295.3 | 292.6 | 2.2 | 0
13:00 | 32.2 | -153.1 | 0 | 93 | 281.2 | 296.6 | 292.1 | 1 | 0
14:00 | 27 | -136.9 | 0 | 79.8 | 281.5 | 296 | 291.6 | 2 | 0
15:00 | 20 | -122.4 | 0 | 58.9 | 281.4 | 295.3 | 292.2 | 2.2 | 0
16:00 | 11.8 | -109.3 | 0 | 34.5 | 280.9 | 296.3 | 291.2 | 1.5 | 0
17:00 | 2.9 | -97.1 | 0 | 15.4 | 280.1 | 295.5 | 290.8 | 2.9 | 0
18:00 | -6.1 | -85.2 | 0 | 0 | 279.4 | 295.8 | 290.6 | 2.6 | 0
19:00 | -15 | -72.9 | 0 | 0 | 278.7 | 295.8 | 290.1 | 2.4 | 0
20:00 | -23.4 | -59.7 | 0 | 0 | 278.2 | 295.7 | 290.5 | 3.5 | 0
21:00 | -30.6 | -45 | 0 | 0 | 277.8 | 296.2 | 289.9 | 3.3 | 0
22:00 | -36 | -28.2 | 0 | 0 | 277.3 | 295.8 | 289.9 | 4.3 | 0
23:00 | -39 | -9.6 | 0 | 0 | 277.1 | 296 | 289.7 | 3.6 | 0
April
| solar | solar | direct | diffuse | outdoor | indoor | window | heating | blinds
| altitude | azimuth | radiation | radiation | temp. | temp. | temp. | load | closed
| (degrees) | (degrees) | (W-h/m2) | (W-h/m2) | (K) | (K) | (K) | (W-h/m2) | (% time)
midnight | -27.1 | 8.3 | 0 | 0 | 278.5 | 294.1 | 289 | 103.6 | 0
1:00 | -24.5 | 24.4 | 0 | 0 | 278.2 | 294.1 | 288.9 | 101.8 | 0
2:00 | -19.7 | 39.5 | 0 | 0 | 278 | 294.1 | 288.9 | 103.4 | 0
3:00 | -13.1 | 53.3 | 0 | 0 | 277.7 | 294.1 | 288.8 | 105.4 | 0
4:00 | -5.2 | 66 | 0 | 0 | 277.4 | 294.1 | 288.7 | 104.3 | 0
5:00 | 3.4 | 78 | 3 | 8 | 277.6 | 294.1 | 288.8 | 103.3 | 0
6:00 | 12.4 | 89.8 | 0.4 | 33.9 | 278.1 | 294.1 | 289.2 | 106.8 | 0
7:00 | 21.5 | 102 | 0 | 60.7 | 278.8 | 294.1 | 289.8 | 103.7 | 0
8:00 | 30.1 | 115.3 | 0 | 79.7 | 279.5 | 296.5 | 290.8 | 1.4 | 0
9:00 | 37.7 | 130.6 | 0 | 102.3 | 280.6 | 295.5 | 292.7 | 2.5 | 0
10:00 | 43.7 | 148.5 | 0 | 121.4 | 281.5 | 295.5 | 292.7 | 1.4 | 0
11:00 | 47 | 169.1 | 0 | 133.9 | 282.5 | 296.3 | 292.7 | 1.1 | 0
noon | 47 | -169.1 | 0 | 135.6 | 283.5 | 295.7 | 293.2 | 1.3 | 0
13:00 | 43.7 | -148.5 | 0 | 127.4 | 284.2 | 295.6 | 293.7 | 0.9 | 0
14:00 | 37.7 | -130.6 | 0 | 116.3 | 284.7 | 296.5 | 293.3 | 0.7 | 0
15:00 | 30.1 | -115.3 | 0 | 86.8 | 285 | 296 | 293.1 | 0.9 | 0
16:00 | 21.5 | -102 | 0 | 66.8 | 284.7 | 295.5 | 293.2 | 0.8 | 0
17:00 | 12.4 | -89.8 | 0.5 | 41.3 | 283.9 | 296.1 | 292.5 | 1 | 0
18:00 | 3.4 | -78 | 12.3 | 16.4 | 283 | 295.9 | 292.1 | 1.5 | 0
19:00 | -5.2 | -66 | 0 | 0 | 282 | 295.7 | 291.3 | 1.5 | 0
20:00 | -13.1 | -53.3 | 0 | 0 | 281 | 296 | 291 | 1.7 | 0
21:00 | -19.7 | -39.5 | 0 | 0 | 280 | 295.6 | 290.7 | 2.2 | 0
22:00 | -24.5 | -24.4 | 0 | 0 | 279.3 | 296 | 290.4 | 2.2 | 0
23:00 | -27.1 | -8.3 | 0 | 0 | 278.6 | 295.8 | 290.2 | 2.8 | 0
May
| solar | solar | direct | diffuse | outdoor | indoor | window | heating | blinds
| altitude | azimuth | radiation | radiation | temp. | temp. | temp. | load | closed
| (degrees) | (degrees) | (W-h/m2) | (W-h/m2) | (K) | (K) | (K) | (W-h/m2) | (% time)
midnight | -17.9 | 7.4 | 0 | 0 | 281 | 294.1 | 289.8 | 74.2 | 0
1:00 | -15.5 | 22 | 0 | 0 | 280.8 | 294.1 | 289.7 | 74.7 | 0
2:00 | -11.1 | 35.8 | 0 | 0 | 280.5 | 294.1 | 289.7 | 75.2 | 0
3:00 | -5 | 48.7 | 0 | 0 | 280.2 | 294.1 | 289.5 | 73.8 | 0
4:00 | 2.4 | 60.8 | 12.8 | 10.9 | 280.2 | 294.1 | 289.8 | 76.1 | 0
5:00 | 10.7 | 72.3 | 41.5 | 40.6 | 280.5 | 294.1 | 290.5 | 75.8 | 0
6:00 | 19.6 | 83.7 | 18 | 62.9 | 280.9 | 294.1 | 290.6 | 76 | 0
7:00 | 28.7 | 95.6 | 0 | 84.8 | 281.8 | 294.1 | 291 | 67.7 | 0
8:00 | 37.6 | 108.8 | 0 | 101.3 | 282.7 | 296.6 | 292.2 | 0.6 | 0
9:00 | 45.8 | 124.4 | 0 | 131.7 | 283.7 | 295.8 | 293.7 | 1 | 0
10:00 | 52.4 | 143.6 | 0 | 145.9 | 284.8 | 295.3 | 294.2 | 0.6 | 0
11:00 | 56.2 | 167.2 | 0 | 152.2 | 285.8 | 296.6 | 294.1 | 0.2 | 0
noon | 56.2 | -167.2 | 0 | 145.7 | 286.8 | 296.2 | 294.3 | 0.3 | 0
13:00 | 52.4 | -143.6 | 0 | 137.1 | 287.6 | 296 | 295 | 0.3 | 0
14:00 | 45.8 | -124.4 | 0 | 134.2 | 288 | 296.4 | 294.8 | 0.2 | 0
15:00 | 37.6 | -108.8 | 0 | 116.3 | 288 | 296.3 | 294.6 | 0.3 | 0
16:00 | 28.7 | -95.6 | 0 | 97.6 | 287.9 | 296.1 | 294.5 | 0.3 | 0
17:00 | 19.6 | -83.7 | 19 | 74.3 | 287.3 | 296.3 | 293.9 | 0.2 | 0
18:00 | 10.7 | -72.3 | 47.9 | 48.7 | 286.3 | 296 | 293.8 | 0.2 | 0
19:00 | 2.4 | -60.8 | 25.2 | 18.1 | 285.1 | 296 | 292.9 | 0.4 | 0
20:00 | -5 | -48.7 | 0 | 0 | 284 | 296 | 292.1 | 0.4 | 0
21:00 | -11.1 | -35.8 | 0 | 0 | 283.1 | 296.1 | 291.8 | 0.7 | 0
22:00 | -15.5 | -22 | 0 | 0 | 282.3 | 295.8 | 291.3 | 1 | 0
23:00 | -17.9 | -7.4 | 0 | 0 | 281.5 | 295.7 | 291.2 | 1.1 | 0
June
| solar | solar | direct | diffuse | outdoor | indoor | window | heating | blinds
| altitude | azimuth | radiation | radiation | temp. | temp. | temp. | load | closed
| (degrees) | (degrees) | (W-h/m2) | (W-h/m2) | (K) | (K) | (K) | (W-h/m2) | (% time)
midnight | -13.8 | 7 | 0 | 0 | 284.5 | 294.2 | 291 | 41.4 | 0
1:00 | -11.6 | 21 | 0 | 0 | 284.2 | 294.2 | 290.9 | 40.5 | 0
2:00 | -7.3 | 34.3 | 0 | 0 | 283.9 | 294.2 | 290.8 | 37.2 | 0
3:00 | -1.4 | 46.7 | 0 | 0 | 283.6 | 294.2 | 290.7 | 36.1 | 0
4:00 | 5.8 | 58.4 | 47 | 27.4 | 283.7 | 294.2 | 291.6 | 37.7 | 0
5:00 | 14 | 69.7 | 54.6 | 52.4 | 284.2 | 294.2 | 292.1 | 37.7 | 0
6:00 | 22.8 | 80.8 | 26.7 | 76.8 | 284.6 | 294.3 | 292.1 | 39 | 0
7:00 | 31.9 | 92.5 | 0 | 90.6 | 285.2 | 294.3 | 292.3 | 37.4 | 0
8:00 | 40.9 | 105.5 | 0 | 104.6 | 286.2 | 296.7 | 293.5 | 0.2 | 0
9:00 | 49.2 | 121 | 0 | 130.5 | 287.2 | 296.1 | 294.7 | 0.3 | 0
10:00 | 56.1 | 140.8 | 0 | 140.9 | 288.1 | 296.3 | 295.1 | 0.1 | 0
11:00 | 60.2 | 166 | 0 | 149.1 | 289.1 | 296.9 | 295.4 | 0.2 | 0
noon | 60.2 | -166 | 0 | 150.4 | 290 | 296.6 | 296.1 | 0.1 | 0
13:00 | 56.1 | -140.8 | 0 | 149.6 | 290.6 | 296.8 | 296.4 | 0 | 0
14:00 | 49.2 | -121 | 0 | 133.5 | 291 | 296.8 | 296.3 | 0 | 0
15:00 | 40.9 | -105.5 | 0 | 111.8 | 291.1 | 296.9 | 296.1 | 0 | 0
16:00 | 31.9 | -92.5 | 0 | 113.1 | 290.9 | 296.8 | 295.9 | 0 | 0
17:00 | 22.8 | -80.8 | 25.1 | 93.4 | 290.2 | 296.5 | 295.7 | 0.2 | 0
18:00 | 14 | -69.7 | 50.8 | 67.2 | 289.3 | 296.2 | 295.2 | 0.2 | 0
19:00 | 5.8 | -58.4 | 47.8 | 41 | 288.3 | 296 | 294.6 | 0.2 | 0
20:00 | -1.4 | -46.7 | 0 | 0 | 287.4 | 296.4 | 293.4 | 0.3 | 0
21:00 | -7.3 | -34.3 | 0 | 0 | 286.4 | 296 | 293 | 0.3 | 0
22:00 | -11.6 | -21 | 0 | 0 | 285.7 | 296 | 292.7 | 0.4 | 0
23:00 | -13.8 | -7 | 0 | 0 | 284.8 | 296.4 | 292.3 | 0.5 | 0
July
| solar | solar | direct | diffuse | outdoor | indoor | window | heating | blinds
| altitude | azimuth | radiation | radiation | temp. | temp. | temp. | load | closed
| (degrees) | (degrees) | (W-h/m2) | (W-h/m2) | (K) | (K) | (K) | (W-h/m2) | (% time)
midnight | -15.9 | 7.2 | 0 | 0 | 286.4 | 295.6 | 292.6 | 15.1 | 0
1:00 | -13.7 | 21.5 | 0 | 0 | 286.1 | 295.6 | 292.4 | 18.5 | 0
2:00 | -9.3 | 35.1 | 0 | 0 | 285.6 | 295.5 | 292.2 | 18.7 | 0
3:00 | -3.3 | 47.8 | 0 | 0 | 285.3 | 295.5 | 292.1 | 17.1 | 0
4:00 | 4 | 59.7 | 7.4 | 13.9 | 285.5 | 295.4 | 292.4 | 17.5 | 0
5:00 | 12.3 | 71 | 22.1 | 43.4 | 285.8 | 295.4 | 292.9 | 16.2 | 0
6:00 | 21.1 | 82.3 | 12.9 | 72.5 | 286.4 | 295.4 | 293.3 | 16.8 | 0
7:00 | 30.2 | 94.1 | 0 | 90.2 | 286.8 | 295.5 | 293.6 | 14.7 | 0
8:00 | 39.2 | 107.3 | 0 | 107.5 | 287.6 | 297.4 | 294.9 | 0 | 0
9:00 | 47.4 | 122.8 | 0 | 130 | 288.7 | 297 | 295.6 | 0 | 0
10:00 | 54.2 | 142.4 | 0 | 152.9 | 289.7 | 297.1 | 296.4 | 0 | 0
11:00 | 58.1 | 166.6 | 0 | 166.1 | 290.7 | 297.4 | 296.9 | 0 | 0
noon | 58.1 | -166.6 | 0 | 174.3 | 291.7 | 297.4 | 297.5 | 0 | 0
13:00 | 54.2 | -142.4 | 0 | 161.4 | 292.5 | 297.3 | 297.7 | 0 | 0
14:00 | 47.4 | -122.8 | 0 | 145.3 | 292.9 | 297.3 | 297.5 | 0 | 0
15:00 | 39.2 | -107.3 | 0 | 120.5 | 293 | 297.3 | 297.2 | 0 | 0
16:00 | 30.2 | -94.1 | 0 | 114.7 | 292.8 | 297.3 | 297.1 | 0 | 0
17:00 | 21.1 | -82.3 | 18.9 | 91.1 | 292.4 | 297.5 | 296.7 | 0 | 0
18:00 | 12.3 | -71 | 59.5 | 68.5 | 291.5 | 297.4 | 296.7 | 0 | 0
19:00 | 4 | -59.7 | 57.7 | 35.1 | 290.4 | 297.3 | 296 | 0 | 0
20:00 | -3.3 | -47.8 | 0 | 0 | 289.3 | 297 | 294.5 | 0 | 0
21:00 | -9.3 | -35.1 | 0 | 0 | 288.4 | 296.9 | 294.4 | 0 | 0
22:00 | -13.7 | -21.5 | 0 | 0 | 287.5 | 297.1 | 293.9 | 0 | 0
23:00 | -15.9 | -7.2 | 0 | 0 | 286.8 | 296.9 | 293.6 | 0 | 0
August
| solar | solar | direct | diffuse | outdoor | indoor | window | heating | blinds
| altitude | azimuth | radiation | radiation | temp. | temp. | temp. | load | closed
| (degrees) | (degrees) | (W-h/m2) | (W-h/m2) | (K) | (K) | (K) | (W-h/m2) | (% time)
midnight | -23.7 | 7.9 | 0 | 0 | 286.4 | 295.2 | 292.3 | 13.1 | 0
1:00 | -21.3 | 23.5 | 0 | 0 | 286 | 295.1 | 292.1 | 14.3 | 0
2:00 | -16.6 | 38.1 | 0 | 0 | 285.9 | 295.1 | 292 | 15.9 | 0
3:00 | -10.1 | 51.6 | 0 | 0 | 285.4 | 295 | 291.8 | 17 | 0
4:00 | -2.4 | 64.1 | 0 | 0 | 285.1 | 295 | 291.7 | 19.2 | 0
5:00 | 6 | 75.9 | 12.7 | 19 | 285.3 | 295 | 292.1 | 18.5 | 0
6:00 | 15.1 | 87.6 | 5.8 | 45.6 | 285.9 | 295 | 292.4 | 17.6 | 0
7:00 | 24.2 | 99.7 | 0 | 76 | 286.5 | 295 | 293 | 17.7 | 0
8:00 | 32.9 | 113.1 | 0 | 96.4 | 287.3 | 297.2 | 294.4 | 0 | 0
9:00 | 40.7 | 128.5 | 0 | 119 | 288.2 | 296.8 | 295.4 | 0 | 0
10:00 | 46.9 | 146.9 | 0 | 144.3 | 289.3 | 297.1 | 295.9 | 0 | 0
11:00 | 50.3 | 168.5 | 0 | 156.9 | 290.4 | 297 | 296.5 | 0 | 0
noon | 50.3 | -168.5 | 0 | 169.1 | 291.3 | 297.3 | 296.9 | 0 | 0
13:00 | 46.9 | -146.9 | 0 | 150.2 | 292 | 297.4 | 297 | 0 | 0
14:00 | 40.7 | -128.5 | 0 | 130.8 | 292.5 | 297.1 | 297.1 | 0 | 0
15:00 | 32.9 | -113.1 | 0 | 103.7 | 292.6 | 297.4 | 296.9 | 0 | 0
16:00 | 24.2 | -99.7 | 0 | 76.7 | 292.2 | 297.3 | 296.4 | 0 | 0
17:00 | 15.1 | -87.6 | 6.3 | 56.4 | 291.7 | 297.4 | 296.1 | 0 | 0
18:00 | 6 | -75.9 | 24.9 | 35.1 | 290.9 | 297.3 | 295.6 | 0 | 0
19:00 | -2.4 | -64.1 | 0 | 6 | 289.9 | 297.3 | 294.7 | 0 | 0
20:00 | -10.1 | -51.6 | 0 | 0 | 289 | 297.2 | 294.5 | 0.1 | 0
21:00 | -16.6 | -38.1 | 0 | 0 | 288.1 | 297.1 | 294.1 | 0 | 0
22:00 | -21.3 | -23.5 | 0 | 0 | 287.3 | 296.5 | 293.7 | 0 | 0
23:00 | -23.7 | -7.9 | 0 | 0 | 286.6 | 296.9 | 293.4 | 0 | 0
September
| solar | solar | direct | diffuse | outdoor | indoor | window | heating | blinds
| altitude | azimuth | radiation | radiation | temp. | temp. | temp. | load | closed
| (degrees) | (degrees) | (W-h/m2) | (W-h/m2) | (K) | (K) | (K) | (W-h/m2) | (% time)
midnight | -35.1 | 9.1 | 0 | 0 | 284.9 | 295.4 | 292 | 41.7 | 0
1:00 | -32.3 | 26.9 | 0 | 0 | 284.8 | 295.3 | 291.9 | 41.7 | 0
2:00 | -27.1 | 43.1 | 0 | 0 | 284.5 | 295.3 | 291.7 | 41.1 | 0
3:00 | -20 | 57.5 | 0 | 0 | 284.3 | 295.3 | 291.6 | 40.5 | 0
4:00 | -11.8 | 70.6 | 0 | 0 | 284.1 | 295.2 | 291.6 | 41.2 | 0
5:00 | -3 | 82.8 | 0 | 0.3 | 284 | 295.2 | 291.5 | 43.3 | 0
6:00 | 6 | 94.7 | 0 | 19.9 | 284.3 | 295.1 | 291.8 | 41.5 | 0
7:00 | 15 | 107 | 0 | 44.4 | 284.7 | 295.2 | 292.2 | 36.7 | 0
8:00 | 23.3 | 120.2 | 0 | 67.9 | 285.4 | 297 | 293.4 | 0.4 | 0
9:00 | 30.6 | 135 | 0 | 89.9 | 286.1 | 296.5 | 294.5 | 0.6 | 0
10:00 | 36 | 151.7 | 0 | 104.9 | 286.8 | 296.8 | 294.6 | 0.2 | 0
11:00 | 39 | 170.3 | 0 | 105.9 | 287.6 | 297.1 | 294.7 | 0.2 | 0
noon | 39 | -170.3 | 0 | 104.9 | 288.3 | 296.7 | 295.3 | 0.1 | 0
13:00 | 36 | -151.7 | 0 | 101.4 | 288.9 | 296.9 | 295.5 | 0.1 | 0
14:00 | 30.6 | -135 | 0 | 92.6 | 289.4 | 297.2 | 295.3 | 0.1 | 0
15:00 | 23.3 | -120.2 | 0 | 73.2 | 289.5 | 296.9 | 295.2 | 0.2 | 0
16:00 | 15 | -107 | 0 | 44.6 | 289.3 | 296.9 | 294.9 | 0 | 0
17:00 | 6 | -94.7 | 0 | 23.9 | 288.6 | 297.1 | 294.4 | 0.1 | 0
18:00 | -3 | -82.8 | 0 | 2.4 | 287.8 | 297.1 | 294 | 0.2 | 0
19:00 | -11.8 | -70.6 | 0 | 0 | 287.1 | 296.9 | 293.7 | 0.5 | 0
20:00 | -20 | -57.5 | 0 | 0 | 286.5 | 296.8 | 293.3 | 0.7 | 0
21:00 | -27.1 | -43.1 | 0 | 0 | 285.9 | 296.7 | 293.1 | 0.8 | 0
22:00 | -32.3 | -26.9 | 0 | 0 | 285.3 | 296.7 | 292.8 | 0.7 | 0
23:00 | -35.1 | -9.1 | 0 | 0 | 285 | 296.7 | 292.8 | 0.8 | 0
October
| solar | solar | direct | diffuse | outdoor | indoor | window | heating | blinds
| altitude | azimuth | radiation | radiation | temp. | temp. | temp. | load | closed
| (degrees) | (degrees) | (W-h/m2) | (W-h/m2) | (K) | (K) | (K) | (W-h/m2) | (% time)
midnight | -47 | 10.8 | 0 | 0 | 282.1 | 294.4 | 290.3 | 56.8 | 0
1:00 | -43.7 | 31.4 | 0 | 0 | 282.1 | 294.3 | 290.3 | 55.7 | 0
2:00 | -37.8 | 49.3 | 0 | 0 | 282 | 294.3 | 290.3 | 57.1 | 0
3:00 | -30.1 | 64.6 | 0 | 0 | 281.8 | 294.3 | 290.2 | 58 | 0
4:00 | -21.5 | 78 | 0 | 0 | 281.8 | 294.3 | 290.2 | 59.5 | 0
5:00 | -12.4 | 90.2 | 0 | 0 | 281.7 | 294.3 | 290.2 | 64.2 | 0
6:00 | -3.4 | 102 | 0 | 0.8 | 281.8 | 294.3 | 290.2 | 65 | 0
7:00 | 5.2 | 114 | 0 | 16.8 | 282.2 | 294.3 | 290.5 | 63.9 | 0
8:00 | 13 | 126.6 | 0 | 37.6 | 282.6 | 296.6 | 291.6 | 0.6 | 0
9:00 | 19.7 | 140.4 | 0 | 61.3 | 283.3 | 295.8 | 292.9 | 1.2 | 0
10:00 | 24.5 | 155.5 | 0 | 70.4 | 283.9 | 296.8 | 293 | 0.5 | 0
11:00 | 27.1 | 171.7 | 0 | 81.3 | 284.6 | 296.3 | 292.7 | 0.8 | 0
noon | 27.1 | -171.7 | 0 | 79 | 285.1 | 295.6 | 293.7 | 0.9 | 0
13:00 | 24.5 | -155.5 | 0 | 65.6 | 285.4 | 296.7 | 293.2 | 0.4 | 0
14:00 | 19.7 | -140.4 | 0 | 49.7 | 285.5 | 296.1 | 293.1 | 1 | 0
15:00 | 13 | -126.6 | 0 | 33.4 | 285.3 | 295.9 | 293.2 | 0.6 | 0
16:00 | 5.2 | -114 | 0 | 14.6 | 284.7 | 296.4 | 292.5 | 0.4 | 0
17:00 | -3.4 | -102 | 0 | 0.4 | 284.1 | 296.2 | 292.1 | 1.1 | 0
18:00 | -12.4 | -90.2 | 0 | 0 | 283.5 | 295.9 | 291.9 | 1.1 | 0
19:00 | -21.5 | -78 | 0 | 0 | 283.1 | 296.1 | 291.8 | 0.7 | 0
20:00 | -30.1 | -64.6 | 0 | 0 | 282.8 | 296.1 | 291.8 | 1 | 0
21:00 | -37.8 | -49.3 | 0 | 0 | 282.5 | 296.1 | 291.6 | 0.7 | 0
22:00 | -43.7 | -31.4 | 0 | 0 | 282.4 | 296 | 291.5 | 0.9 | 0
23:00 | -47 | -10.8 | 0 | 0 | 282.2 | 295.9 | 291.5 | 1 | 0
November
| solar | solar | direct | diffuse | outdoor | indoor | window | heating | blinds
| altitude | azimuth | radiation | radiation | temp. | temp. | temp. | load | closed
| (degrees) | (degrees) | (W-h/m2) | (W-h/m2) | (K) | (K) | (K) | (W-h/m2) | (% time)
midnight | -56.2 | 12.8 | 0 | 0 | 278.9 | 294.1 | 289.1 | 101.9 | 0
1:00 | -52.4 | 36.3 | 0 | 0 | 278.8 | 294.1 | 289.1 | 102.7 | 0
2:00 | -45.8 | 55.6 | 0 | 0 | 278.6 | 294.1 | 289.1 | 108.8 | 0
3:00 | -37.7 | 71.1 | 0 | 0 | 278.5 | 294.1 | 289 | 105.2 | 0
4:00 | -28.8 | 84.3 | 0 | 0 | 278.4 | 294.1 | 289 | 101.1 | 0
5:00 | -19.7 | 96.2 | 0 | 0 | 278.4 | 294.1 | 289 | 104.6 | 0
6:00 | -10.7 | 107.7 | 0 | 0 | 278.3 | 294.1 | 289 | 104.9 | 0
7:00 | -2.4 | 119.2 | 0 | 1 | 278.2 | 294.1 | 288.9 | 105.5 | 0
8:00 | 5 | 131.2 | 0 | 16 | 278.4 | 296.4 | 289.7 | 1.6 | 0
9:00 | 11.1 | 144.1 | 0 | 30.1 | 278.8 | 295.1 | 291.4 | 3.1 | 0
10:00 | 15.5 | 157.9 | 0 | 45.9 | 279.2 | 296.7 | 291 | 1.3 | 0
11:00 | 17.8 | 172.5 | 0 | 57.8 | 279.7 | 295.9 | 290.7 | 2.6 | 0
noon | 17.8 | -172.5 | 0 | 55.3 | 280.1 | 295.2 | 291.7 | 2.1 | 0
13:00 | 15.5 | -157.9 | 0 | 47.3 | 280.3 | 296.4 | 291.1 | 1.3 | 0
14:00 | 11.1 | -144.1 | 0 | 30.2 | 280.4 | 296 | 291.4 | 2.3 | 0
15:00 | 5 | -131.2 | 0 | 12.9 | 280.2 | 296.1 | 291 | 1.4 | 0
16:00 | -2.4 | -119.2 | 0 | 0 | 280 | 296.1 | 290.4 | 2.1 | 0
17:00 | -10.7 | -107.7 | 0 | 0 | 279.7 | 295.5 | 290.8 | 2.4 | 0
18:00 | -19.7 | -96.2 | 0 | 0 | 279.6 | 296.1 | 290.5 | 1.7 | 0
19:00 | -28.8 | -84.3 | 0 | 0 | 279.4 | 295.7 | 290.6 | 2.3 | 0
20:00 | -37.7 | -71.1 | 0 | 0 | 279.4 | 295.7 | 290.8 | 2 | 0
21:00 | -45.8 | -55.6 | 0 | 0 | 279.2 | 296.2 | 290.2 | 2.3 | 0
22:00 | -52.4 | -36.3 | 0 | 0 | 279 | 295.7 | 290.6 | 2.5 | 0
23:00 | -56.2 | -12.8 | 0 | 0 | 278.8 | 296 | 290.2 | 1.8 | 0
December
| solar | solar | direct | diffuse | outdoor | indoor | window | heating | blinds
| altitude | azimuth | radiation | radiation | temp. | temp. | temp. | load | closed
| (degrees) | (degrees) | (W-h/m2) | (W-h/m2) | (K) | (K) | (K) | (W-h/m2) | (% time)
midnight | -60.2 | 13.9 | 0 | 0 | 276.9 | 294.1 | 288.5 | 106.6 | 0
1:00 | -56.1 | 39.1 | 0 | 0 | 276.8 | 294.1 | 288.5 | 110.5 | 0
2:00 | -49.2 | 58.9 | 0 | 0 | 276.8 | 294.1 | 288.5 | 110.9 | 0
3:00 | -40.9 | 74.4 | 0 | 0 | 276.8 | 294.1 | 288.5 | 110.9 | 0
4:00 | -31.9 | 87.4 | 0 | 0 | 276.9 | 294.1 | 288.5 | 108.2 | 0
5:00 | -22.8 | 99.1 | 0 | 0 | 277 | 294.1 | 288.5 | 111.3 | 0
6:00 | -14 | 110.2 | 0 | 0 | 276.9 | 294.1 | 288.5 | 108.4 | 0
7:00 | -5.8 | 121.5 | 0 | 0 | 276.9 | 294.1 | 288.5 | 105.6 | 0
8:00 | 1.4 | 133.2 | 0 | 1.8 | 277.1 | 296.4 | 289.1 | 1.8 | 0
9:00 | 7.3 | 145.7 | 0 | 14.9 | 277.3 | 295.1 | 290.7 | 3.9 | 0
10:00 | 11.6 | 158.9 | 0 | 28.6 | 277.7 | 297 | 290.2 | 1.9 | 0
11:00 | 13.8 | 172.9 | 0 | 36.8 | 277.9 | 295.8 | 289.8 | 3.5 | 0
noon | 13.8 | -172.9 | 0 | 37.9 | 278.2 | 294.7 | 291.1 | 3.3 | 0
13:00 | 11.6 | -158.9 | 0 | 29 | 278.4 | 296.5 | 290.2 | 1.5 | 0
14:00 | 7.3 | -145.7 | 0 | 18.1 | 278.3 | 295.4 | 291 | 3.2 | 0
15:00 | 1.4 | -133.2 | 0 | 4.7 | 278.2 | 296.2 | 290.3 | 1.6 | 0
16:00 | -5.8 | -121.5 | 0 | 0 | 277.8 | 296.2 | 289.5 | 3 | 0
17:00 | -14 | -110.2 | 0 | 0 | 277.7 | 295.1 | 290.5 | 3.2 | 0
18:00 | -22.8 | -99.1 | 0 | 0 | 277.5 | 296.6 | 289.7 | 1.9 | 0
19:00 | -31.9 | -87.4 | 0 | 0 | 277.5 | 295.5 | 290.1 | 3.4 | 0
20:00 | -40.9 | -74.4 | 0 | 0 | 277.3 | 295.9 | 290 | 2.2 | 0
21:00 | -49.2 | -58.9 | 0 | 0 | 277.1 | 296 | 289.4 | 2.5 | 0
22:00 | -56.1 | -39.1 | 0 | 0 | 277.1 | 295.2 | 290.2 | 3.2 | 0
23:00 | -60.2 | -13.9 | 0 | 0 | 277 | 296.1 | 289.6 | 2 | 0

## Sheet4
Scenario Three (red)
Wed Dec 04 2019 00:04:23 GMT+0000 (Greenwich Mean Time)
Setup Information:
Building
Location | UK - London
Building length, side A | N/A
Building length, side B | N/A
Simulation Type
Simulation Type | one_sided
Window Description
Typology | dgu_nb
Glazing Type | clear
Window Area | 4%
Wall Description
Insulation R-Value | 99999999.9 m2-K/W
Occupancy
Type | Low-rise Residential
Occupancy Load | 0.000 people per m2
Lighting Requirements | 400 lux
Equipment Load | 0.00 W/m2
Room Ventilation
Air Change Rate per Occupant | 15.0 liters / sec per person
Total Air Change Rate | 0.0 roomfuls per hour
Lighting Control
Lighting Control | lights do not respond to daylight: all lights fully on while building is occupied
Representative Room
Orientation | north
Room Depth | 27 m
Room Width | 5 m
Room Height | 2.2 m
Thermal Mass
Thermal Mass | none
Overhang
Overhang Depth | 0 m
Roof
Roof Type | adiabatic roof
Simulation Results:
Primary Energy Use and CO2 Emissions
| heating | cooling | lighting | total | CO2
| energy | energy | energy | energy | emissions
| (kWh/m2) | (kWh/m2) | (kWh/m2) | (kWh/m2) | (kg/m2)
January | 34 | 0 | 7.3 | 41.3 | 8.3
February | 28.2 | 0 | 6.6 | 34.8 | 7
March | 32.1 | 0 | 7.3 | 39.4 | 7.9
April | 25.7 | 0 | 7.1 | 32.8 | 6.6
May | 18.6 | 0 | 7.3 | 25.9 | 5.2
June | 9.3 | 0 | 7.1 | 16.4 | 3.3
July | 4.2 | 0 | 7.3 | 11.5 | 2.3
August | 4.1 | 0 | 7.3 | 11.4 | 2.3
September | 10 | 0 | 7.1 | 17.1 | 3.4
October | 15.3 | 0 | 7.3 | 22.6 | 4.5
November | 26 | 0 | 7.1 | 33.1 | 6.6
December | 28.3 | 0 | 7.3 | 35.6 | 7.1
Total | 235.8 | 0 | 86.1 | 321.9 | 64.4 | yearly energy
January
| solar | solar | direct | diffuse | outdoor | indoor | window | heating | blinds
| altitude | azimuth | radiation | radiation | temp. | temp. | temp. | load | closed
| (degrees) | (degrees) | (W-h/m2) | (W-h/m2) | (K) | (K) | (K) | (W-h/m2) | (% time)
midnight | -58.1 | 13.3 | 0 | 0 | 275.9 | 294.1 | 288.2 | 134 | 0
1:00 | -54.2 | 37.6 | 0 | 0 | 275.8 | 294.1 | 288.2 | 133.5 | 0
2:00 | -47.5 | 57.1 | 0 | 0 | 275.8 | 294.1 | 288.2 | 131.9 | 0
3:00 | -39.2 | 72.7 | 0 | 0 | 275.7 | 294.1 | 288.1 | 127.7 | 0
4:00 | -30.2 | 85.8 | 0 | 0 | 275.6 | 294.1 | 288.1 | 130.4 | 0
5:00 | -21.1 | 97.6 | 0 | 0 | 275.6 | 294.1 | 288.1 | 130.3 | 0
6:00 | -12.3 | 108.9 | 0 | 0 | 275.5 | 294.1 | 288.1 | 127.9 | 0
7:00 | -4 | 120.3 | 0 | 0 | 275.5 | 294.1 | 288.1 | 126.8 | 0
8:00 | 3.3 | 132.2 | 0 | 5.1 | 275.7 | 296.2 | 288.7 | 2.3 | 0
9:00 | 9.3 | 144.9 | 0 | 20.2 | 276.1 | 294.9 | 290.4 | 4.5 | 0
10:00 | 13.6 | 158.4 | 0 | 34.6 | 276.5 | 296.8 | 289.7 | 2 | 0
11:00 | 15.9 | 172.7 | 0 | 40.5 | 276.7 | 295.5 | 289.9 | 3.8 | 0
noon | 15.9 | -172.7 | 0 | 42.7 | 277.2 | 295.4 | 290.6 | 3.1 | 0
13:00 | 13.6 | -158.4 | 0 | 38.1 | 277.6 | 296.4 | 289.8 | 2.4 | 0
14:00 | 9.3 | -144.9 | 0 | 26.7 | 277.5 | 295 | 290.8 | 4.1 | 0
15:00 | 3.3 | -132.2 | 0 | 13.2 | 277.3 | 296.8 | 289.9 | 2.1 | 0
16:00 | -4 | -120.3 | 0 | 0.6 | 277 | 295.6 | 289.5 | 4.1 | 0
17:00 | -12.3 | -108.9 | 0 | 0 | 276.8 | 295.8 | 290 | 3.5 | 0
18:00 | -21.1 | -97.6 | 0 | 0 | 276.5 | 296.3 | 288.9 | 4 | 0
19:00 | -30.2 | -85.8 | 0 | 0 | 276.3 | 295 | 289.9 | 4.6 | 0
20:00 | -39.2 | -72.7 | 0 | 0 | 276.1 | 296.4 | 289.3 | 2.5 | 0
21:00 | -47.5 | -57.1 | 0 | 0 | 276.1 | 295.4 | 289.7 | 4.5 | 0
22:00 | -54.2 | -37.6 | 0 | 0 | 276 | 296.3 | 289.5 | 2.8 | 0
23:00 | -58.1 | -13.3 | 0 | 0 | 275.9 | 295.9 | 289.1 | 4.3 | 0
February
| solar | solar | direct | diffuse | outdoor | indoor | window | heating | blinds
| altitude | azimuth | radiation | radiation | temp. | temp. | temp. | load | closed
| (degrees) | (degrees) | (W-h/m2) | (W-h/m2) | (K) | (K) | (K) | (W-h/m2) | (% time)
midnight | -50.4 | 11.4 | 0 | 0 | 275.4 | 294.1 | 288 | 114.2 | 0
1:00 | -46.9 | 33 | 0 | 0 | 275.3 | 294.1 | 288 | 108.8 | 0
2:00 | -40.8 | 51.4 | 0 | 0 | 275.2 | 294.1 | 288 | 113 | 0
3:00 | -32.9 | 66.9 | 0 | 0 | 275.2 | 294.1 | 288 | 119.6 | 0
4:00 | -24.2 | 80.2 | 0 | 0 | 275.2 | 294.1 | 288 | 121.6 | 0
5:00 | -15.1 | 92.3 | 0 | 0 | 275.1 | 294.1 | 287.9 | 126.2 | 0
6:00 | -6.1 | 104 | 0 | 0 | 275.1 | 294.1 | 287.9 | 126 | 0
7:00 | 2.4 | 115.9 | 0 | 2.3 | 275.1 | 294.1 | 288 | 129.7 | 0
8:00 | 10.1 | 128.3 | 0 | 20.6 | 275.5 | 296.3 | 288.8 | 2.3 | 0
9:00 | 16.5 | 141.8 | 0 | 40.4 | 276.1 | 295 | 290.7 | 4 | 0
10:00 | 21.2 | 156.4 | 0 | 55.1 | 276.7 | 297 | 290.1 | 2 | 0
11:00 | 23.7 | 172 | 0 | 60.6 | 277.3 | 295.9 | 289.7 | 3.9 | 0
noon | 23.7 | -172 | 0 | 65.1 | 277.9 | 295 | 291.2 | 3 | 0
13:00 | 21.2 | -156.4 | 0 | 57 | 278.4 | 296.7 | 290.5 | 1.7 | 0
14:00 | 16.5 | -141.8 | 0 | 53.5 | 278.5 | 295.7 | 290.8 | 3.2 | 0
15:00 | 10.1 | -128.3 | 0 | 36 | 278.3 | 295.7 | 290.7 | 2.7 | 0
16:00 | 2.4 | -115.9 | 0 | 14.5 | 277.7 | 296 | 289.9 | 2.6 | 0
17:00 | -6.1 | -104 | 0 | 0.3 | 277.1 | 295.5 | 290 | 3.6 | 0
18:00 | -15.1 | -92.3 | 0 | 0 | 276.7 | 296.2 | 289.4 | 2.7 | 0
19:00 | -24.2 | -80.2 | 0 | 0 | 276.3 | 295.5 | 289.6 | 4.2 | 0
20:00 | -32.9 | -66.9 | 0 | 0 | 276 | 296 | 289.6 | 3 | 0
21:00 | -40.8 | -51.4 | 0 | 0 | 275.7 | 296 | 289.2 | 3.6 | 0
22:00 | -46.9 | -33 | 0 | 0 | 275.5 | 295.8 | 289.5 | 3.4 | 0
23:00 | -50.4 | -11.4 | 0 | 0 | 275.4 | 296 | 289.1 | 2.8 | 0
March
| solar | solar | direct | diffuse | outdoor | indoor | window | heating | blinds
| altitude | azimuth | radiation | radiation | temp. | temp. | temp. | load | closed
| (degrees) | (degrees) | (W-h/m2) | (W-h/m2) | (K) | (K) | (K) | (W-h/m2) | (% time)
midnight | -39 | 9.6 | 0 | 0 | 276.9 | 294.1 | 288.5 | 126.1 | 0
1:00 | -36 | 28.2 | 0 | 0 | 276.8 | 294.1 | 288.5 | 130.3 | 0
2:00 | -30.6 | 45 | 0 | 0 | 276.7 | 294.1 | 288.4 | 134.5 | 0
3:00 | -23.4 | 59.7 | 0 | 0 | 276.5 | 294.1 | 288.4 | 126.9 | 0
4:00 | -15 | 72.9 | 0 | 0 | 276.3 | 294.1 | 288.3 | 128.2 | 0
5:00 | -6.1 | 85.2 | 0 | 0 | 276.4 | 294.1 | 288.3 | 123 | 0
6:00 | 2.9 | 97.1 | 0 | 4.1 | 276.6 | 294.1 | 288.4 | 115.5 | 0
7:00 | 11.8 | 109.3 | 0 | 24.9 | 276.9 | 294.1 | 288.8 | 112.4 | 0
8:00 | 20 | 122.4 | 0 | 48.1 | 277.4 | 296.4 | 289.7 | 1.8 | 0
9:00 | 27 | 136.9 | 0 | 66.7 | 278 | 295.1 | 291.6 | 2.8 | 0
10:00 | 32.2 | 153.1 | 0 | 85.8 | 278.8 | 296.7 | 291.3 | 1.4 | 0
11:00 | 35.1 | 170.8 | 0 | 100 | 279.8 | 296.2 | 291.2 | 2.2 | 0
noon | 35.1 | -170.8 | 0 | 101.7 | 280.5 | 295.4 | 292.5 | 2.1 | 0
13:00 | 32.2 | -153.1 | 0 | 93 | 281.2 | 296.4 | 292.2 | 1.2 | 0
14:00 | 27 | -136.9 | 0 | 79.8 | 281.5 | 296 | 291.8 | 1.9 | 0
15:00 | 20 | -122.4 | 0 | 58.9 | 281.4 | 295.4 | 292 | 1.9 | 0
16:00 | 11.8 | -109.3 | 0 | 34.5 | 280.9 | 296.1 | 291.4 | 1.7 | 0
17:00 | 2.9 | -97.1 | 0 | 15.4 | 280.1 | 295.9 | 290.9 | 2.8 | 0
18:00 | -6.1 | -85.2 | 0 | 0 | 279.4 | 295.9 | 290.6 | 2.4 | 0
19:00 | -15 | -72.9 | 0 | 0 | 278.7 | 295.8 | 290.1 | 2.8 | 0
20:00 | -23.4 | -59.7 | 0 | 0 | 278.2 | 295.6 | 290.3 | 3.5 | 0
21:00 | -30.6 | -45 | 0 | 0 | 277.8 | 296.1 | 289.7 | 3.3 | 0
22:00 | -36 | -28.2 | 0 | 0 | 277.3 | 295.6 | 290 | 4.3 | 0
23:00 | -39 | -9.6 | 0 | 0 | 277.1 | 296.4 | 289.8 | 3.1 | 0
April
| solar | solar | direct | diffuse | outdoor | indoor | window | heating | blinds
| altitude | azimuth | radiation | radiation | temp. | temp. | temp. | load | closed
| (degrees) | (degrees) | (W-h/m2) | (W-h/m2) | (K) | (K) | (K) | (W-h/m2) | (% time)
midnight | -27.1 | 8.3 | 0 | 0 | 278.5 | 294.1 | 289 | 103.6 | 0
1:00 | -24.5 | 24.4 | 0 | 0 | 278.2 | 294.1 | 288.9 | 101.8 | 0
2:00 | -19.7 | 39.5 | 0 | 0 | 278 | 294.1 | 288.9 | 103.4 | 0
3:00 | -13.1 | 53.3 | 0 | 0 | 277.7 | 294.1 | 288.8 | 105.4 | 0
4:00 | -5.2 | 66 | 0 | 0 | 277.4 | 294.1 | 288.7 | 104.4 | 0
5:00 | 3.4 | 78 | 3 | 8 | 277.6 | 294.1 | 288.8 | 103.4 | 0
6:00 | 12.4 | 89.8 | 0.4 | 33.9 | 278.1 | 294.1 | 289.2 | 106.8 | 0
7:00 | 21.5 | 102 | 0 | 60.7 | 278.8 | 294.1 | 289.8 | 103.7 | 0
8:00 | 30.1 | 115.3 | 0 | 79.7 | 279.5 | 296.5 | 290.8 | 1.4 | 0
9:00 | 37.7 | 130.6 | 0 | 102.3 | 280.6 | 295.5 | 292.7 | 2.6 | 0
10:00 | 43.7 | 148.5 | 0 | 121.4 | 281.5 | 295.6 | 292.7 | 1.5 | 0
11:00 | 47 | 169.1 | 0 | 133.9 | 282.5 | 296.4 | 292.6 | 1.1 | 0
noon | 47 | -169.1 | 0 | 135.6 | 283.5 | 295.7 | 293.2 | 1.3 | 0
13:00 | 43.7 | -148.5 | 0 | 127.4 | 284.2 | 295.6 | 293.7 | 0.9 | 0
14:00 | 37.7 | -130.6 | 0 | 116.3 | 284.7 | 296.1 | 293.3 | 0.7 | 0
15:00 | 30.1 | -115.3 | 0 | 86.8 | 285 | 295.9 | 293.1 | 0.8 | 0
16:00 | 21.5 | -102 | 0 | 66.8 | 284.7 | 295.7 | 293 | 0.8 | 0
17:00 | 12.4 | -89.8 | 0.5 | 41.3 | 283.9 | 296 | 292.4 | 1 | 0
18:00 | 3.4 | -78 | 12.3 | 16.4 | 283 | 296.1 | 291.8 | 1.4 | 0
19:00 | -5.2 | -66 | 0 | 0 | 282 | 295.7 | 291.4 | 1.6 | 0
20:00 | -13.1 | -53.3 | 0 | 0 | 281 | 296.1 | 291.1 | 1.6 | 0
21:00 | -19.7 | -39.5 | 0 | 0 | 280 | 295.8 | 290.7 | 2.1 | 0
22:00 | -24.5 | -24.4 | 0 | 0 | 279.3 | 295.9 | 290.5 | 2.3 | 0
23:00 | -27.1 | -8.3 | 0 | 0 | 278.6 | 295.9 | 290.5 | 2.8 | 0
May
| solar | solar | direct | diffuse | outdoor | indoor | window | heating | blinds
| altitude | azimuth | radiation | radiation | temp. | temp. | temp. | load | closed
| (degrees) | (degrees) | (W-h/m2) | (W-h/m2) | (K) | (K) | (K) | (W-h/m2) | (% time)
midnight | -17.9 | 7.4 | 0 | 0 | 281 | 294.1 | 289.8 | 74 | 0
1:00 | -15.5 | 22 | 0 | 0 | 280.8 | 294.1 | 289.7 | 74.8 | 0
2:00 | -11.1 | 35.8 | 0 | 0 | 280.5 | 294.1 | 289.7 | 75.2 | 0
3:00 | -5 | 48.7 | 0 | 0 | 280.2 | 294.1 | 289.5 | 73.8 | 0
4:00 | 2.4 | 60.8 | 12.8 | 10.9 | 280.2 | 294.1 | 289.8 | 76.1 | 0
5:00 | 10.7 | 72.3 | 41.5 | 40.6 | 280.5 | 294.1 | 290.5 | 75.8 | 0
6:00 | 19.6 | 83.7 | 18 | 62.9 | 280.9 | 294.1 | 290.6 | 76 | 0
7:00 | 28.7 | 95.6 | 0 | 84.8 | 281.8 | 294.1 | 291 | 67.7 | 0
8:00 | 37.6 | 108.8 | 0 | 101.3 | 282.7 | 296.6 | 292.2 | 0.5 | 0
9:00 | 45.8 | 124.4 | 0 | 131.7 | 283.7 | 295.8 | 293.4 | 0.9 | 0
10:00 | 52.4 | 143.6 | 0 | 145.9 | 284.8 | 295.1 | 294.2 | 0.7 | 0
11:00 | 56.2 | 167.2 | 0 | 152.2 | 285.8 | 296.3 | 294.2 | 0.2 | 0
noon | 56.2 | -167.2 | 0 | 145.7 | 286.8 | 296.1 | 294.3 | 0.3 | 0
13:00 | 52.4 | -143.6 | 0 | 137.1 | 287.6 | 296 | 295.1 | 0.3 | 0
14:00 | 45.8 | -124.4 | 0 | 134.2 | 288 | 296.4 | 294.9 | 0.2 | 0
15:00 | 37.6 | -108.8 | 0 | 116.3 | 288 | 296.2 | 294.6 | 0.3 | 0
16:00 | 28.7 | -95.6 | 0 | 97.6 | 287.9 | 296.1 | 294.6 | 0.3 | 0
17:00 | 19.6 | -83.7 | 19 | 74.3 | 287.3 | 296.3 | 294.1 | 0.2 | 0
18:00 | 10.7 | -72.3 | 47.9 | 48.7 | 286.3 | 296.1 | 293.7 | 0.2 | 0
19:00 | 2.4 | -60.8 | 25.2 | 18.1 | 285.1 | 295.9 | 292.7 | 0.4 | 0
20:00 | -5 | -48.7 | 0 | 0 | 284 | 295.9 | 291.9 | 0.5 | 0
21:00 | -11.1 | -35.8 | 0 | 0 | 283.1 | 295.8 | 291.8 | 0.6 | 0
22:00 | -15.5 | -22 | 0 | 0 | 282.3 | 296 | 291.5 | 0.9 | 0
23:00 | -17.9 | -7.4 | 0 | 0 | 281.5 | 296 | 291.2 | 1 | 0
June
| solar | solar | direct | diffuse | outdoor | indoor | window | heating | blinds
| altitude | azimuth | radiation | radiation | temp. | temp. | temp. | load | closed
| (degrees) | (degrees) | (W-h/m2) | (W-h/m2) | (K) | (K) | (K) | (W-h/m2) | (% time)
midnight | -13.8 | 7 | 0 | 0 | 284.5 | 294.2 | 291 | 41.4 | 0
1:00 | -11.6 | 21 | 0 | 0 | 284.2 | 294.2 | 290.9 | 40.6 | 0
2:00 | -7.3 | 34.3 | 0 | 0 | 283.9 | 294.2 | 290.8 | 37.2 | 0
3:00 | -1.4 | 46.7 | 0 | 0 | 283.6 | 294.2 | 290.7 | 36.1 | 0
4:00 | 5.8 | 58.4 | 47 | 27.4 | 283.7 | 294.2 | 291.6 | 37.7 | 0
5:00 | 14 | 69.7 | 54.6 | 52.4 | 284.2 | 294.2 | 292.1 | 37.8 | 0
6:00 | 22.8 | 80.8 | 26.7 | 76.8 | 284.6 | 294.3 | 292.1 | 39 | 0
7:00 | 31.9 | 92.5 | 0 | 90.6 | 285.2 | 294.3 | 292.3 | 37.4 | 0
8:00 | 40.9 | 105.5 | 0 | 104.6 | 286.2 | 296.8 | 293.5 | 0.2 | 0
9:00 | 49.2 | 121 | 0 | 130.5 | 287.2 | 296.2 | 294.6 | 0.3 | 0
10:00 | 56.1 | 140.8 | 0 | 140.9 | 288.1 | 296.2 | 295.1 | 0.1 | 0
11:00 | 60.2 | 166 | 0 | 149.1 | 289.1 | 296.9 | 295.5 | 0.2 | 0
noon | 60.2 | -166 | 0 | 150.4 | 290 | 296.7 | 296.2 | 0.1 | 0
13:00 | 56.1 | -140.8 | 0 | 149.6 | 290.6 | 296.8 | 296.4 | 0 | 0
14:00 | 49.2 | -121 | 0 | 133.5 | 291 | 296.9 | 296.2 | 0 | 0
15:00 | 40.9 | -105.5 | 0 | 111.8 | 291.1 | 297 | 296 | 0 | 0
16:00 | 31.9 | -92.5 | 0 | 113.1 | 290.9 | 296.8 | 296.1 | 0 | 0
17:00 | 22.8 | -80.8 | 25.1 | 93.4 | 290.2 | 296.4 | 295.7 | 0.1 | 0
18:00 | 14 | -69.7 | 50.8 | 67.2 | 289.3 | 296.3 | 295.3 | 0.2 | 0
19:00 | 5.8 | -58.4 | 47.8 | 41 | 288.3 | 296.1 | 294.7 | 0.2 | 0
20:00 | -1.4 | -46.7 | 0 | 0 | 287.4 | 296.1 | 293.5 | 0.3 | 0
21:00 | -7.3 | -34.3 | 0 | 0 | 286.4 | 296.1 | 293.1 | 0.3 | 0
22:00 | -11.6 | -21 | 0 | 0 | 285.7 | 296 | 292.8 | 0.4 | 0
23:00 | -13.8 | -7 | 0 | 0 | 284.8 | 296.3 | 292.6 | 0.5 | 0
July
| solar | solar | direct | diffuse | outdoor | indoor | window | heating | blinds
| altitude | azimuth | radiation | radiation | temp. | temp. | temp. | load | closed
| (degrees) | (degrees) | (W-h/m2) | (W-h/m2) | (K) | (K) | (K) | (W-h/m2) | (% time)
midnight | -15.9 | 7.2 | 0 | 0 | 286.4 | 295.6 | 292.6 | 15.2 | 0
1:00 | -13.7 | 21.5 | 0 | 0 | 286.1 | 295.5 | 292.4 | 18.5 | 0
2:00 | -9.3 | 35.1 | 0 | 0 | 285.6 | 295.4 | 292.2 | 18.7 | 0
3:00 | -3.3 | 47.8 | 0 | 0 | 285.3 | 295.4 | 292.1 | 17.1 | 0
4:00 | 4 | 59.7 | 7.4 | 13.9 | 285.5 | 295.3 | 292.3 | 17.5 | 0
5:00 | 12.3 | 71 | 22.1 | 43.4 | 285.8 | 295.4 | 292.9 | 16.2 | 0
6:00 | 21.1 | 82.3 | 12.9 | 72.5 | 286.4 | 295.4 | 293.3 | 16.8 | 0
7:00 | 30.2 | 94.1 | 0 | 90.2 | 286.8 | 295.5 | 293.6 | 14.8 | 0
8:00 | 39.2 | 107.3 | 0 | 107.5 | 287.6 | 297.4 | 294.9 | 0 | 0
9:00 | 47.4 | 122.8 | 0 | 130 | 288.7 | 297 | 295.6 | 0 | 0
10:00 | 54.2 | 142.4 | 0 | 152.9 | 289.7 | 297.1 | 296.4 | 0 | 0
11:00 | 58.1 | 166.6 | 0 | 166.1 | 290.7 | 297.5 | 296.9 | 0 | 0
noon | 58.1 | -166.6 | 0 | 174.3 | 291.7 | 297.7 | 297.3 | 0 | 0
13:00 | 54.2 | -142.4 | 0 | 161.4 | 292.5 | 297.6 | 297.5 | 0 | 0
14:00 | 47.4 | -122.8 | 0 | 145.3 | 292.9 | 297.4 | 297.4 | 0 | 0
15:00 | 39.2 | -107.3 | 0 | 120.5 | 293 | 297.5 | 297 | 0 | 0
16:00 | 30.2 | -94.1 | 0 | 114.7 | 292.8 | 297.3 | 297 | 0 | 0
17:00 | 21.1 | -82.3 | 18.9 | 91.1 | 292.4 | 297.4 | 296.7 | 0 | 0
18:00 | 12.3 | -71 | 59.5 | 68.5 | 291.5 | 297.3 | 296.8 | 0 | 0
19:00 | 4 | -59.7 | 57.7 | 35.1 | 290.4 | 297.3 | 296.1 | 0 | 0
20:00 | -3.3 | -47.8 | 0 | 0 | 289.3 | 297.2 | 294.5 | 0 | 0
21:00 | -9.3 | -35.1 | 0 | 0 | 288.4 | 297 | 294.2 | 0 | 0
22:00 | -13.7 | -21.5 | 0 | 0 | 287.5 | 296.7 | 293.9 | 0.1 | 0
23:00 | -15.9 | -7.2 | 0 | 0 | 286.8 | 296.8 | 293.7 | 0 | 0
August
| solar | solar | direct | diffuse | outdoor | indoor | window | heating | blinds
| altitude | azimuth | radiation | radiation | temp. | temp. | temp. | load | closed
| (degrees) | (degrees) | (W-h/m2) | (W-h/m2) | (K) | (K) | (K) | (W-h/m2) | (% time)
midnight | -23.7 | 7.9 | 0 | 0 | 286.4 | 295.3 | 292.4 | 13.1 | 0
1:00 | -21.3 | 23.5 | 0 | 0 | 286 | 295.2 | 292.2 | 14.3 | 0
2:00 | -16.6 | 38.1 | 0 | 0 | 285.9 | 295.1 | 292.1 | 15.9 | 0
3:00 | -10.1 | 51.6 | 0 | 0 | 285.4 | 295 | 291.9 | 17 | 0
4:00 | -2.4 | 64.1 | 0 | 0 | 285.1 | 295 | 291.7 | 19.2 | 0
5:00 | 6 | 75.9 | 12.7 | 19 | 285.3 | 295 | 292.1 | 18.5 | 0
6:00 | 15.1 | 87.6 | 5.8 | 45.6 | 285.9 | 295 | 292.5 | 17.6 | 0
7:00 | 24.2 | 99.7 | 0 | 76 | 286.5 | 295.1 | 293 | 17.7 | 0
8:00 | 32.9 | 113.1 | 0 | 96.4 | 287.3 | 297.3 | 294.4 | 0 | 0
9:00 | 40.7 | 128.5 | 0 | 119 | 288.2 | 296.9 | 295.3 | 0 | 0
10:00 | 46.9 | 146.9 | 0 | 144.3 | 289.3 | 297.1 | 295.9 | 0 | 0
11:00 | 50.3 | 168.5 | 0 | 156.9 | 290.4 | 297 | 296.3 | 0 | 0
noon | 50.3 | -168.5 | 0 | 169.1 | 291.3 | 297.2 | 297 | 0 | 0
13:00 | 46.9 | -146.9 | 0 | 150.2 | 292 | 297.4 | 297.1 | 0 | 0
14:00 | 40.7 | -128.5 | 0 | 130.8 | 292.5 | 297.4 | 297 | 0 | 0
15:00 | 32.9 | -113.1 | 0 | 103.7 | 292.6 | 297.4 | 296.8 | 0 | 0
16:00 | 24.2 | -99.7 | 0 | 76.7 | 292.2 | 297.3 | 296.5 | 0 | 0
17:00 | 15.1 | -87.6 | 6.3 | 56.4 | 291.7 | 297.3 | 296.1 | 0 | 0
18:00 | 6 | -75.9 | 24.9 | 35.1 | 290.9 | 297.3 | 295.6 | 0 | 0
19:00 | -2.4 | -64.1 | 0 | 6 | 289.9 | 297.1 | 294.8 | 0 | 0
20:00 | -10.1 | -51.6 | 0 | 0 | 289 | 297.2 | 294.5 | 0 | 0
21:00 | -16.6 | -38.1 | 0 | 0 | 288.1 | 297.1 | 294.3 | 0 | 0
22:00 | -21.3 | -23.5 | 0 | 0 | 287.3 | 297 | 293.6 | 0 | 0
23:00 | -23.7 | -7.9 | 0 | 0 | 286.6 | 297 | 293.3 | 0.1 | 0
September
| solar | solar | direct | diffuse | outdoor | indoor | window | heating | blinds
| altitude | azimuth | radiation | radiation | temp. | temp. | temp. | load | closed
| (degrees) | (degrees) | (W-h/m2) | (W-h/m2) | (K) | (K) | (K) | (W-h/m2) | (% time)
midnight | -35.1 | 9.1 | 0 | 0 | 284.9 | 295.4 | 292 | 41.6 | 0
1:00 | -32.3 | 26.9 | 0 | 0 | 284.8 | 295.3 | 291.9 | 41.7 | 0
2:00 | -27.1 | 43.1 | 0 | 0 | 284.5 | 295.3 | 291.7 | 41.1 | 0
3:00 | -20 | 57.5 | 0 | 0 | 284.3 | 295.2 | 291.6 | 40.5 | 0
4:00 | -11.8 | 70.6 | 0 | 0 | 284.1 | 295.1 | 291.5 | 41.2 | 0
5:00 | -3 | 82.8 | 0 | 0.3 | 284 | 295.1 | 291.5 | 43.3 | 0
6:00 | 6 | 94.7 | 0 | 19.9 | 284.3 | 295.1 | 291.7 | 41.5 | 0
7:00 | 15 | 107 | 0 | 44.4 | 284.7 | 295.1 | 292.1 | 36.7 | 0
8:00 | 23.3 | 120.2 | 0 | 67.9 | 285.4 | 297.1 | 293.4 | 0.4 | 0
9:00 | 30.6 | 135 | 0 | 89.9 | 286.1 | 296.6 | 294.5 | 0.6 | 0
10:00 | 36 | 151.7 | 0 | 104.9 | 286.8 | 296.7 | 294.6 | 0.2 | 0
11:00 | 39 | 170.3 | 0 | 105.9 | 287.6 | 297.1 | 294.7 | 0.2 | 0
noon | 39 | -170.3 | 0 | 104.9 | 288.3 | 296.8 | 295.1 | 0.1 | 0
13:00 | 36 | -151.7 | 0 | 101.4 | 288.9 | 296.6 | 295.5 | 0.1 | 0
14:00 | 30.6 | -135 | 0 | 92.6 | 289.4 | 297 | 295.4 | 0.2 | 0
15:00 | 23.3 | -120.2 | 0 | 73.2 | 289.5 | 297.2 | 295.2 | 0.2 | 0
16:00 | 15 | -107 | 0 | 44.6 | 289.3 | 297 | 294.9 | 0.1 | 0
17:00 | 6 | -94.7 | 0 | 23.9 | 288.6 | 297 | 294.4 | 0.1 | 0
18:00 | -3 | -82.8 | 0 | 2.4 | 287.8 | 296.9 | 294 | 0.3 | 0
19:00 | -11.8 | -70.6 | 0 | 0 | 287.1 | 296.9 | 293.7 | 0.4 | 0
20:00 | -20 | -57.5 | 0 | 0 | 286.5 | 296.7 | 293.3 | 0.7 | 0
21:00 | -27.1 | -43.1 | 0 | 0 | 285.9 | 296.5 | 293.1 | 0.7 | 0
22:00 | -32.3 | -26.9 | 0 | 0 | 285.3 | 296.7 | 293 | 0.6 | 0
23:00 | -35.1 | -9.1 | 0 | 0 | 285 | 296.8 | 292.8 | 0.8 | 0
October
| solar | solar | direct | diffuse | outdoor | indoor | window | heating | blinds
| altitude | azimuth | radiation | radiation | temp. | temp. | temp. | load | closed
| (degrees) | (degrees) | (W-h/m2) | (W-h/m2) | (K) | (K) | (K) | (W-h/m2) | (% time)
midnight | -47 | 10.8 | 0 | 0 | 282.1 | 294.4 | 290.3 | 56.9 | 0
1:00 | -43.7 | 31.4 | 0 | 0 | 282.1 | 294.3 | 290.3 | 55.7 | 0
2:00 | -37.8 | 49.3 | 0 | 0 | 282 | 294.3 | 290.3 | 57.1 | 0
3:00 | -30.1 | 64.6 | 0 | 0 | 281.8 | 294.3 | 290.2 | 58 | 0
4:00 | -21.5 | 78 | 0 | 0 | 281.8 | 294.3 | 290.2 | 59.5 | 0
5:00 | -12.4 | 90.2 | 0 | 0 | 281.7 | 294.3 | 290.2 | 64.3 | 0
6:00 | -3.4 | 102 | 0 | 0.8 | 281.8 | 294.3 | 290.2 | 65 | 0
7:00 | 5.2 | 114 | 0 | 16.8 | 282.2 | 294.3 | 290.5 | 63.9 | 0
8:00 | 13 | 126.6 | 0 | 37.6 | 282.6 | 296.6 | 291.6 | 0.6 | 0
9:00 | 19.7 | 140.4 | 0 | 61.3 | 283.3 | 295.7 | 292.9 | 1.2 | 0
10:00 | 24.5 | 155.5 | 0 | 70.4 | 283.9 | 296.8 | 292.9 | 0.5 | 0
11:00 | 27.1 | 171.7 | 0 | 81.3 | 284.6 | 296.2 | 292.8 | 0.9 | 0
noon | 27.1 | -171.7 | 0 | 79 | 285.1 | 295.8 | 293.6 | 0.9 | 0
13:00 | 24.5 | -155.5 | 0 | 65.6 | 285.4 | 296.6 | 293.3 | 0.4 | 0
14:00 | 19.7 | -140.4 | 0 | 49.7 | 285.5 | 296.1 | 293 | 0.9 | 0
15:00 | 13 | -126.6 | 0 | 33.4 | 285.3 | 296 | 293 | 0.7 | 0
16:00 | 5.2 | -114 | 0 | 14.6 | 284.7 | 296.3 | 292.5 | 0.4 | 0
17:00 | -3.4 | -102 | 0 | 0.4 | 284.1 | 296 | 292.2 | 1.1 | 0
18:00 | -12.4 | -90.2 | 0 | 0 | 283.5 | 296 | 291.8 | 0.9 | 0
19:00 | -21.5 | -78 | 0 | 0 | 283.1 | 295.9 | 291.7 | 0.9 | 0
20:00 | -30.1 | -64.6 | 0 | 0 | 282.8 | 295.7 | 291.9 | 1 | 0
21:00 | -37.8 | -49.3 | 0 | 0 | 282.5 | 296.3 | 291.7 | 0.7 | 0
22:00 | -43.7 | -31.4 | 0 | 0 | 282.4 | 296.1 | 291.4 | 0.9 | 0
23:00 | -47 | -10.8 | 0 | 0 | 282.2 | 295.9 | 291.6 | 0.8 | 0
November
| solar | solar | direct | diffuse | outdoor | indoor | window | heating | blinds
| altitude | azimuth | radiation | radiation | temp. | temp. | temp. | load | closed
| (degrees) | (degrees) | (W-h/m2) | (W-h/m2) | (K) | (K) | (K) | (W-h/m2) | (% time)
midnight | -56.2 | 12.8 | 0 | 0 | 278.9 | 294.1 | 289.1 | 102 | 0
1:00 | -52.4 | 36.3 | 0 | 0 | 278.8 | 294.1 | 289.1 | 102.7 | 0
2:00 | -45.8 | 55.6 | 0 | 0 | 278.6 | 294.1 | 289.1 | 108.8 | 0
3:00 | -37.7 | 71.1 | 0 | 0 | 278.5 | 294.1 | 289 | 105.2 | 0
4:00 | -28.8 | 84.3 | 0 | 0 | 278.4 | 294.1 | 289 | 101.1 | 0
5:00 | -19.7 | 96.2 | 0 | 0 | 278.4 | 294.1 | 289 | 104.6 | 0
6:00 | -10.7 | 107.7 | 0 | 0 | 278.3 | 294.1 | 289 | 104.9 | 0
7:00 | -2.4 | 119.2 | 0 | 1 | 278.2 | 294.1 | 288.9 | 105.6 | 0
8:00 | 5 | 131.2 | 0 | 16 | 278.4 | 296.3 | 289.7 | 1.5 | 0
9:00 | 11.1 | 144.1 | 0 | 30.1 | 278.8 | 295.1 | 291.3 | 3 | 0
10:00 | 15.5 | 157.9 | 0 | 45.9 | 279.2 | 296.5 | 291 | 1.3 | 0
11:00 | 17.8 | 172.5 | 0 | 57.8 | 279.7 | 295.9 | 291.1 | 2.6 | 0
noon | 17.8 | -172.5 | 0 | 55.3 | 280.1 | 295.7 | 291.6 | 1.9 | 0
13:00 | 15.5 | -157.9 | 0 | 47.3 | 280.3 | 296.4 | 291.1 | 1.5 | 0
14:00 | 11.1 | -144.1 | 0 | 30.2 | 280.4 | 295.6 | 291.4 | 2.4 | 0
15:00 | 5 | -131.2 | 0 | 12.9 | 280.2 | 296.3 | 290.9 | 1.4 | 0
16:00 | -2.4 | -119.2 | 0 | 0 | 280 | 295.9 | 290.6 | 2.2 | 0
17:00 | -10.7 | -107.7 | 0 | 0 | 279.7 | 295.7 | 290.8 | 2.2 | 0
18:00 | -19.7 | -96.2 | 0 | 0 | 279.6 | 296 | 290.3 | 1.8 | 0
19:00 | -28.8 | -84.3 | 0 | 0 | 279.4 | 295.5 | 290.8 | 2.3 | 0
20:00 | -37.7 | -71.1 | 0 | 0 | 279.4 | 296.2 | 290.5 | 1.8 | 0
21:00 | -45.8 | -55.6 | 0 | 0 | 279.2 | 295.7 | 290.8 | 2.7 | 0
22:00 | -52.4 | -36.3 | 0 | 0 | 279 | 296.1 | 290.3 | 1.7 | 0
23:00 | -56.2 | -12.8 | 0 | 0 | 278.8 | 295.8 | 290.1 | 2.4 | 0
December
| solar | solar | direct | diffuse | outdoor | indoor | window | heating | blinds
| altitude | azimuth | radiation | radiation | temp. | temp. | temp. | load | closed
| (degrees) | (degrees) | (W-h/m2) | (W-h/m2) | (K) | (K) | (K) | (W-h/m2) | (% time)
midnight | -60.2 | 13.9 | 0 | 0 | 276.9 | 294.1 | 288.5 | 106.8 | 0
1:00 | -56.1 | 39.1 | 0 | 0 | 276.8 | 294.1 | 288.5 | 110.6 | 0
2:00 | -49.2 | 58.9 | 0 | 0 | 276.8 | 294.1 | 288.5 | 110.9 | 0
3:00 | -40.9 | 74.4 | 0 | 0 | 276.8 | 294.1 | 288.5 | 110.9 | 0
4:00 | -31.9 | 87.4 | 0 | 0 | 276.9 | 294.1 | 288.5 | 108.3 | 0
5:00 | -22.8 | 99.1 | 0 | 0 | 277 | 294.1 | 288.5 | 111.3 | 0
6:00 | -14 | 110.2 | 0 | 0 | 276.9 | 294.1 | 288.5 | 108.4 | 0
7:00 | -5.8 | 121.5 | 0 | 0 | 276.9 | 294.1 | 288.5 | 105.7 | 0
8:00 | 1.4 | 133.2 | 0 | 1.8 | 277.1 | 296.3 | 289.1 | 1.8 | 0
9:00 | 7.3 | 145.7 | 0 | 14.9 | 277.3 | 295 | 290.7 | 3.9 | 0
10:00 | 11.6 | 158.9 | 0 | 28.6 | 277.7 | 296.9 | 290.1 | 1.9 | 0
11:00 | 13.8 | 172.9 | 0 | 36.8 | 277.9 | 295.7 | 290.3 | 3.5 | 0
noon | 13.8 | -172.9 | 0 | 37.9 | 278.2 | 295.2 | 290.8 | 2.7 | 0
13:00 | 11.6 | -158.9 | 0 | 29 | 278.4 | 296.2 | 290.1 | 1.7 | 0
14:00 | 7.3 | -145.7 | 0 | 18.1 | 278.3 | 295.2 | 291 | 3.2 | 0
15:00 | 1.4 | -133.2 | 0 | 4.7 | 278.2 | 296.7 | 290.2 | 1.5 | 0
16:00 | -5.8 | -121.5 | 0 | 0 | 277.8 | 295.7 | 289.7 | 3.4 | 0
17:00 | -14 | -110.2 | 0 | 0 | 277.7 | 295.7 | 290.1 | 2.4 | 0
18:00 | -22.8 | -99.1 | 0 | 0 | 277.5 | 296 | 289.6 | 2.7 | 0
19:00 | -31.9 | -87.4 | 0 | 0 | 277.5 | 295.3 | 290.4 | 3.3 | 0
20:00 | -40.9 | -74.4 | 0 | 0 | 277.3 | 296.5 | 289.6 | 1.6 | 0
21:00 | -49.2 | -58.9 | 0 | 0 | 277.1 | 295.3 | 290 | 3.2 | 0
22:00 | -56.1 | -39.1 | 0 | 0 | 277.1 | 296.3 | 289.8 | 1.8 | 0
23:00 | -60.2 | -13.9 | 0 | 0 | 277 | 295.9 | 289.4 | 3.2 | 0

## Sheet5
Scenario One (blue)
Tue Dec 03 2019 22:55:23 GMT+0000 (Greenwich Mean Time)
Setup Information:
Building
Location | UK - London
Building length, side A | N/A
Building length, side B | N/A
Simulation Type
Simulation Type | one_sided
Window Description
Typology | dgu_nb
Glazing Type | clear
Window Area | 5%
Wall Description
Insulation R-Value | 99999999.9 m2-K/W
Occupancy
Type | Low-rise Residential
Occupancy Load | 0.000 people per m2
Lighting Requirements | 400 lux
Equipment Load | 0.00 W/m2
Room Ventilation
Air Change Rate per Occupant | 15.0 liters / sec per person
Total Air Change Rate | 0.0 roomfuls per hour
Lighting Control
Lighting Control | lights do not respond to daylight: all lights fully on while building is occupied
Representative Room
Orientation | north
Room Depth | 27 m
Room Width | 5 m
Room Height | 2.2 m
Thermal Mass
Thermal Mass | none
Overhang
Overhang Depth | 0 m
Roof
Roof Type | adiabatic roof
Simulation Results:
Primary Energy Use and CO2 Emissions
| heating | cooling | lighting | total | CO2
| energy | energy | energy | energy | emissions
| (kWh/m2) | (kWh/m2) | (kWh/m2) | (kWh/m2) | (kg/m2)
January | 34 | 0 | 7.3 | 41.3 | 8.3
February | 28.2 | 0 | 6.6 | 34.8 | 7
March | 32.1 | 0 | 7.3 | 39.4 | 7.9
April | 25.7 | 0 | 7.1 | 32.8 | 6.6
May | 18.6 | 0 | 7.3 | 25.9 | 5.2
June | 9.3 | 0 | 7.1 | 16.4 | 3.3
July | 4.2 | 0 | 7.3 | 11.5 | 2.3
August | 4.1 | 0 | 7.3 | 11.4 | 2.3
September | 10 | 0 | 7.1 | 17.1 | 3.4
October | 15.3 | 0 | 7.3 | 22.6 | 4.5
November | 26 | 0 | 7.1 | 33.1 | 6.6
December | 28.4 | 0 | 7.3 | 35.7 | 7.1
Total | 235.9 | 0 | 86.1 | 322 | 64.4 | yearly energy
January
| solar | solar | direct | diffuse | outdoor | indoor | window | heating | blinds
| altitude | azimuth | radiation | radiation | temp. | temp. | temp. | load | closed
| (degrees) | (degrees) | (W-h/m2) | (W-h/m2) | (K) | (K) | (K) | (W-h/m2) | (% time)
midnight | -58.1 | 13.3 | 0 | 0 | 275.9 | 294.1 | 288.2 | 134.3 | 0
1:00 | -54.2 | 37.6 | 0 | 0 | 275.8 | 294.1 | 288.2 | 133.5 | 0
2:00 | -47.5 | 57.1 | 0 | 0 | 275.8 | 294.1 | 288.2 | 131.9 | 0
3:00 | -39.2 | 72.7 | 0 | 0 | 275.7 | 294.1 | 288.1 | 127.8 | 0
4:00 | -30.2 | 85.8 | 0 | 0 | 275.6 | 294.1 | 288.1 | 130.5 | 0
5:00 | -21.1 | 97.6 | 0 | 0 | 275.6 | 294.1 | 288.1 | 130.3 | 0
6:00 | -12.3 | 108.9 | 0 | 0 | 275.5 | 294.1 | 288.1 | 128 | 0
7:00 | -4 | 120.3 | 0 | 0 | 275.5 | 294.1 | 288.1 | 126.8 | 0
8:00 | 3.3 | 132.2 | 0 | 5.1 | 275.7 | 296.2 | 288.6 | 2.3 | 0
9:00 | 9.3 | 144.9 | 0 | 20.2 | 276.1 | 294.8 | 290.3 | 4.5 | 0
10:00 | 13.6 | 158.4 | 0 | 34.6 | 276.5 | 296.7 | 289.6 | 2 | 0
11:00 | 15.9 | 172.7 | 0 | 40.5 | 276.7 | 295.4 | 290.4 | 3.8 | 0
noon | 15.9 | -172.7 | 0 | 42.7 | 277.2 | 296.1 | 290.5 | 2.5 | 0
13:00 | 13.6 | -158.4 | 0 | 38.1 | 277.6 | 296.1 | 289.8 | 3.3 | 0
14:00 | 9.3 | -144.9 | 0 | 26.7 | 277.5 | 294.9 | 290.8 | 4 | 0
15:00 | 3.3 | -132.2 | 0 | 13.2 | 277.3 | 296.5 | 289.7 | 2 | 0
16:00 | -4 | -120.3 | 0 | 0.6 | 277 | 295.3 | 290 | 4.2 | 0
17:00 | -12.3 | -108.9 | 0 | 0 | 276.8 | 296.5 | 289.6 | 2.9 | 0
18:00 | -21.1 | -97.6 | 0 | 0 | 276.5 | 295.7 | 289.3 | 4.8 | 0
19:00 | -30.2 | -85.8 | 0 | 0 | 276.3 | 295.9 | 289.8 | 3.6 | 0
20:00 | -39.2 | -72.7 | 0 | 0 | 276.1 | 295.9 | 289.1 | 3.6 | 0
21:00 | -47.5 | -57.1 | 0 | 0 | 276.1 | 295.4 | 289.8 | 4.1 | 0
22:00 | -54.2 | -37.6 | 0 | 0 | 276 | 296.3 | 289 | 3 | 0
23:00 | -58.1 | -13.3 | 0 | 0 | 275.9 | 295.5 | 289.6 | 4.4 | 0
February
| solar | solar | direct | diffuse | outdoor | indoor | window | heating | blinds
| altitude | azimuth | radiation | radiation | temp. | temp. | temp. | load | closed
| (degrees) | (degrees) | (W-h/m2) | (W-h/m2) | (K) | (K) | (K) | (W-h/m2) | (% time)
midnight | -50.4 | 11.4 | 0 | 0 | 275.4 | 294.1 | 288 | 114.5 | 0
1:00 | -46.9 | 33 | 0 | 0 | 275.3 | 294.1 | 288 | 108.9 | 0
2:00 | -40.8 | 51.4 | 0 | 0 | 275.2 | 294.1 | 288 | 113 | 0
3:00 | -32.9 | 66.9 | 0 | 0 | 275.2 | 294.1 | 288 | 119.6 | 0
4:00 | -24.2 | 80.2 | 0 | 0 | 275.2 | 294.1 | 288 | 121.6 | 0
5:00 | -15.1 | 92.3 | 0 | 0 | 275.1 | 294.1 | 287.9 | 126.2 | 0
6:00 | -6.1 | 104 | 0 | 0 | 275.1 | 294.1 | 287.9 | 126 | 0
7:00 | 2.4 | 115.9 | 0 | 2.3 | 275.1 | 294.1 | 288 | 129.7 | 0
8:00 | 10.1 | 128.3 | 0 | 20.6 | 275.5 | 296.3 | 288.8 | 2.3 | 0
9:00 | 16.5 | 141.8 | 0 | 40.4 | 276.1 | 295 | 290.6 | 4 | 0
10:00 | 21.2 | 156.4 | 0 | 55.1 | 276.7 | 297 | 290.1 | 2 | 0
11:00 | 23.7 | 172 | 0 | 60.6 | 277.3 | 295.8 | 289.9 | 4 | 0
noon | 23.7 | -172 | 0 | 65.1 | 277.9 | 295.6 | 291.1 | 2.7 | 0
13:00 | 21.2 | -156.4 | 0 | 57 | 278.4 | 296.5 | 290.4 | 2.2 | 0
14:00 | 16.5 | -141.8 | 0 | 53.5 | 278.5 | 295.5 | 291 | 3.1 | 0
15:00 | 10.1 | -128.3 | 0 | 36 | 278.3 | 295.8 | 290.4 | 2.6 | 0
16:00 | 2.4 | -115.9 | 0 | 14.5 | 277.7 | 295.7 | 290 | 2.7 | 0
17:00 | -6.1 | -104 | 0 | 0.3 | 277.1 | 295.8 | 290 | 3.1 | 0
18:00 | -15.1 | -92.3 | 0 | 0 | 276.7 | 296.1 | 289.4 | 2.9 | 0
19:00 | -24.2 | -80.2 | 0 | 0 | 276.3 | 295.7 | 289.9 | 4.1 | 0
20:00 | -32.9 | -66.9 | 0 | 0 | 276 | 296.2 | 289.3 | 3.2 | 0
21:00 | -40.8 | -51.4 | 0 | 0 | 275.7 | 295.7 | 289.3 | 3.7 | 0
22:00 | -46.9 | -33 | 0 | 0 | 275.5 | 296 | 289.3 | 3.2 | 0
23:00 | -50.4 | -11.4 | 0 | 0 | 275.4 | 295.6 | 289.2 | 3 | 0
March
| solar | solar | direct | diffuse | outdoor | indoor | window | heating | blinds
| altitude | azimuth | radiation | radiation | temp. | temp. | temp. | load | closed
| (degrees) | (degrees) | (W-h/m2) | (W-h/m2) | (K) | (K) | (K) | (W-h/m2) | (% time)
midnight | -39 | 9.6 | 0 | 0 | 276.9 | 294.1 | 288.5 | 126.5 | 0
1:00 | -36 | 28.2 | 0 | 0 | 276.8 | 294.1 | 288.5 | 130.3 | 0
2:00 | -30.6 | 45 | 0 | 0 | 276.7 | 294.1 | 288.4 | 134.5 | 0
3:00 | -23.4 | 59.7 | 0 | 0 | 276.5 | 294.1 | 288.4 | 126.9 | 0
4:00 | -15 | 72.9 | 0 | 0 | 276.3 | 294.1 | 288.3 | 128.2 | 0
5:00 | -6.1 | 85.2 | 0 | 0 | 276.4 | 294.1 | 288.3 | 123 | 0
6:00 | 2.9 | 97.1 | 0 | 4.1 | 276.6 | 294.1 | 288.4 | 115.5 | 0
7:00 | 11.8 | 109.3 | 0 | 24.9 | 276.9 | 294.1 | 288.8 | 112.4 | 0
8:00 | 20 | 122.4 | 0 | 48.1 | 277.4 | 296.4 | 289.7 | 1.8 | 0
9:00 | 27 | 136.9 | 0 | 66.7 | 278 | 295.1 | 291.7 | 2.8 | 0
10:00 | 32.2 | 153.1 | 0 | 85.8 | 278.8 | 296.6 | 291.3 | 1.4 | 0
11:00 | 35.1 | 170.8 | 0 | 100 | 279.8 | 296.2 | 291.2 | 2.2 | 0
noon | 35.1 | -170.8 | 0 | 101.7 | 280.5 | 295.3 | 292.4 | 2.1 | 0
13:00 | 32.2 | -153.1 | 0 | 93 | 281.2 | 296.3 | 292.2 | 1.2 | 0
14:00 | 27 | -136.9 | 0 | 79.8 | 281.5 | 296.1 | 291.8 | 1.9 | 0
15:00 | 20 | -122.4 | 0 | 58.9 | 281.4 | 295.6 | 292 | 2 | 0
16:00 | 11.8 | -109.3 | 0 | 34.5 | 280.9 | 296 | 291.4 | 1.7 | 0
17:00 | 2.9 | -97.1 | 0 | 15.4 | 280.1 | 295.8 | 290.9 | 2.8 | 0
18:00 | -6.1 | -85.2 | 0 | 0 | 279.4 | 295.7 | 290.6 | 2.3 | 0
19:00 | -15 | -72.9 | 0 | 0 | 278.7 | 295.9 | 290.1 | 2.7 | 0
20:00 | -23.4 | -59.7 | 0 | 0 | 278.2 | 295.7 | 290.2 | 3.4 | 0
21:00 | -30.6 | -45 | 0 | 0 | 277.8 | 296 | 290 | 3.4 | 0
22:00 | -36 | -28.2 | 0 | 0 | 277.3 | 295.9 | 289.9 | 3.9 | 0
23:00 | -39 | -9.6 | 0 | 0 | 277.1 | 295.8 | 289.7 | 3.9 | 0
April
| solar | solar | direct | diffuse | outdoor | indoor | window | heating | blinds
| altitude | azimuth | radiation | radiation | temp. | temp. | temp. | load | closed
| (degrees) | (degrees) | (W-h/m2) | (W-h/m2) | (K) | (K) | (K) | (W-h/m2) | (% time)
midnight | -27.1 | 8.3 | 0 | 0 | 278.5 | 294.1 | 289 | 103.7 | 0
1:00 | -24.5 | 24.4 | 0 | 0 | 278.2 | 294.1 | 288.9 | 101.8 | 0
2:00 | -19.7 | 39.5 | 0 | 0 | 278 | 294.1 | 288.9 | 103.5 | 0
3:00 | -13.1 | 53.3 | 0 | 0 | 277.7 | 294.1 | 288.8 | 105.5 | 0
4:00 | -5.2 | 66 | 0 | 0 | 277.4 | 294.1 | 288.7 | 104.4 | 0
5:00 | 3.4 | 78 | 3 | 8 | 277.6 | 294.1 | 288.8 | 103.4 | 0
6:00 | 12.4 | 89.8 | 0.4 | 33.9 | 278.1 | 294.1 | 289.2 | 106.8 | 0
7:00 | 21.5 | 102 | 0 | 60.7 | 278.8 | 294.1 | 289.8 | 103.7 | 0
8:00 | 30.1 | 115.3 | 0 | 79.7 | 279.5 | 296.5 | 290.8 | 1.4 | 0
9:00 | 37.7 | 130.6 | 0 | 102.3 | 280.6 | 295.5 | 292.5 | 2.6 | 0
10:00 | 43.7 | 148.5 | 0 | 121.4 | 281.5 | 295.5 | 292.7 | 1.7 | 0
11:00 | 47 | 169.1 | 0 | 133.9 | 282.5 | 296.5 | 292.7 | 1.1 | 0
noon | 47 | -169.1 | 0 | 135.6 | 283.5 | 295.9 | 293.1 | 1.3 | 0
13:00 | 43.7 | -148.5 | 0 | 127.4 | 284.2 | 296 | 293.6 | 1 | 0
14:00 | 37.7 | -130.6 | 0 | 116.3 | 284.7 | 296.1 | 293.4 | 0.8 | 0
15:00 | 30.1 | -115.3 | 0 | 86.8 | 285 | 296 | 293.2 | 0.8 | 0
16:00 | 21.5 | -102 | 0 | 66.8 | 284.7 | 296 | 292.9 | 0.7 | 0
17:00 | 12.4 | -89.8 | 0.5 | 41.3 | 283.9 | 296 | 292.5 | 1.1 | 0
18:00 | 3.4 | -78 | 12.3 | 16.4 | 283 | 296.1 | 291.8 | 1.4 | 0
19:00 | -5.2 | -66 | 0 | 0 | 282 | 296 | 291.3 | 1.5 | 0
20:00 | -13.1 | -53.3 | 0 | 0 | 281 | 295.7 | 291.1 | 1.8 | 0
21:00 | -19.7 | -39.5 | 0 | 0 | 280 | 295.8 | 290.6 | 1.8 | 0
22:00 | -24.5 | -24.4 | 0 | 0 | 279.3 | 295.7 | 290.5 | 2.4 | 0
23:00 | -27.1 | -8.3 | 0 | 0 | 278.6 | 295.9 | 290.3 | 2.8 | 0
May
| solar | solar | direct | diffuse | outdoor | indoor | window | heating | blinds
| altitude | azimuth | radiation | radiation | temp. | temp. | temp. | load | closed
| (degrees) | (degrees) | (W-h/m2) | (W-h/m2) | (K) | (K) | (K) | (W-h/m2) | (% time)
midnight | -17.9 | 7.4 | 0 | 0 | 281 | 294.1 | 289.8 | 74.1 | 0
1:00 | -15.5 | 22 | 0 | 0 | 280.8 | 294.1 | 289.7 | 74.8 | 0
2:00 | -11.1 | 35.8 | 0 | 0 | 280.5 | 294.1 | 289.7 | 75.2 | 0
3:00 | -5 | 48.7 | 0 | 0 | 280.2 | 294.1 | 289.5 | 73.8 | 0
4:00 | 2.4 | 60.8 | 12.8 | 10.9 | 280.2 | 294.1 | 289.8 | 76.1 | 0
5:00 | 10.7 | 72.3 | 41.5 | 40.6 | 280.5 | 294.1 | 290.5 | 75.8 | 0
6:00 | 19.6 | 83.7 | 18 | 62.9 | 280.9 | 294.1 | 290.6 | 76 | 0
7:00 | 28.7 | 95.6 | 0 | 84.8 | 281.8 | 294.1 | 291 | 67.6 | 0
8:00 | 37.6 | 108.8 | 0 | 101.3 | 282.7 | 296.7 | 292.2 | 0.5 | 0
9:00 | 45.8 | 124.4 | 0 | 131.7 | 283.7 | 295.8 | 293.3 | 0.9 | 0
10:00 | 52.4 | 143.6 | 0 | 145.9 | 284.8 | 295.3 | 294.3 | 0.7 | 0
11:00 | 56.2 | 167.2 | 0 | 152.2 | 285.8 | 296.3 | 294.3 | 0.2 | 0
noon | 56.2 | -167.2 | 0 | 145.7 | 286.8 | 296.1 | 294.4 | 0.3 | 0
13:00 | 52.4 | -143.6 | 0 | 137.1 | 287.6 | 296.1 | 295.1 | 0.2 | 0
14:00 | 45.8 | -124.4 | 0 | 134.2 | 288 | 296.2 | 294.9 | 0.3 | 0
15:00 | 37.6 | -108.8 | 0 | 116.3 | 288 | 296.2 | 294.6 | 0.3 | 0
16:00 | 28.7 | -95.6 | 0 | 97.6 | 287.9 | 296.1 | 294.5 | 0.3 | 0
17:00 | 19.6 | -83.7 | 19 | 74.3 | 287.3 | 296.1 | 294.2 | 0.2 | 0
18:00 | 10.7 | -72.3 | 47.9 | 48.7 | 286.3 | 295.9 | 293.7 | 0.3 | 0
19:00 | 2.4 | -60.8 | 25.2 | 18.1 | 285.1 | 295.7 | 293.1 | 0.4 | 0
20:00 | -5 | -48.7 | 0 | 0 | 284 | 295.9 | 292.3 | 0.4 | 0
21:00 | -11.1 | -35.8 | 0 | 0 | 283.1 | 296.3 | 291.6 | 0.7 | 0
22:00 | -15.5 | -22 | 0 | 0 | 282.3 | 295.6 | 291.4 | 1 | 0
23:00 | -17.9 | -7.4 | 0 | 0 | 281.5 | 295.9 | 291.2 | 1 | 0
June
| solar | solar | direct | diffuse | outdoor | indoor | window | heating | blinds
| altitude | azimuth | radiation | radiation | temp. | temp. | temp. | load | closed
| (degrees) | (degrees) | (W-h/m2) | (W-h/m2) | (K) | (K) | (K) | (W-h/m2) | (% time)
midnight | -13.8 | 7 | 0 | 0 | 284.5 | 294.2 | 291 | 41.5 | 0
1:00 | -11.6 | 21 | 0 | 0 | 284.2 | 294.2 | 290.9 | 40.6 | 0
2:00 | -7.3 | 34.3 | 0 | 0 | 283.9 | 294.2 | 290.8 | 37.2 | 0
3:00 | -1.4 | 46.7 | 0 | 0 | 283.6 | 294.2 | 290.7 | 36.1 | 0
4:00 | 5.8 | 58.4 | 47 | 27.4 | 283.7 | 294.2 | 291.6 | 37.7 | 0
5:00 | 14 | 69.7 | 54.6 | 52.4 | 284.2 | 294.2 | 292.1 | 37.8 | 0
6:00 | 22.8 | 80.8 | 26.7 | 76.8 | 284.6 | 294.3 | 292.1 | 39 | 0
7:00 | 31.9 | 92.5 | 0 | 90.6 | 285.2 | 294.3 | 292.3 | 37.4 | 0
8:00 | 40.9 | 105.5 | 0 | 104.6 | 286.2 | 296.8 | 293.6 | 0.2 | 0
9:00 | 49.2 | 121 | 0 | 130.5 | 287.2 | 296.2 | 294.5 | 0.3 | 0
10:00 | 56.1 | 140.8 | 0 | 140.9 | 288.1 | 296.3 | 295.2 | 0.1 | 0
11:00 | 60.2 | 166 | 0 | 149.1 | 289.1 | 296.6 | 295.5 | 0.2 | 0
noon | 60.2 | -166 | 0 | 150.4 | 290 | 296.8 | 296.1 | 0.1 | 0
13:00 | 56.1 | -140.8 | 0 | 149.6 | 290.6 | 296.8 | 296.5 | 0.1 | 0
14:00 | 49.2 | -121 | 0 | 133.5 | 291 | 297.2 | 296.2 | 0 | 0
15:00 | 40.9 | -105.5 | 0 | 111.8 | 291.1 | 297 | 296.1 | 0 | 0
16:00 | 31.9 | -92.5 | 0 | 113.1 | 290.9 | 296.5 | 296 | 0 | 0
17:00 | 22.8 | -80.8 | 25.1 | 93.4 | 290.2 | 296.6 | 295.6 | 0.1 | 0
18:00 | 14 | -69.7 | 50.8 | 67.2 | 289.3 | 296.4 | 295.1 | 0.2 | 0
19:00 | 5.8 | -58.4 | 47.8 | 41 | 288.3 | 296.1 | 294.7 | 0.2 | 0
20:00 | -1.4 | -46.7 | 0 | 0 | 287.4 | 296.3 | 293.4 | 0.2 | 0
21:00 | -7.3 | -34.3 | 0 | 0 | 286.4 | 295.9 | 293.2 | 0.3 | 0
22:00 | -11.6 | -21 | 0 | 0 | 285.7 | 296.2 | 292.7 | 0.4 | 0
23:00 | -13.8 | -7 | 0 | 0 | 284.8 | 296.1 | 292.4 | 0.5 | 0
July
| solar | solar | direct | diffuse | outdoor | indoor | window | heating | blinds
| altitude | azimuth | radiation | radiation | temp. | temp. | temp. | load | closed
| (degrees) | (degrees) | (W-h/m2) | (W-h/m2) | (K) | (K) | (K) | (W-h/m2) | (% time)
midnight | -15.9 | 7.2 | 0 | 0 | 286.4 | 295.6 | 292.6 | 15.2 | 0
1:00 | -13.7 | 21.5 | 0 | 0 | 286.1 | 295.5 | 292.4 | 18.5 | 0
2:00 | -9.3 | 35.1 | 0 | 0 | 285.6 | 295.4 | 292.2 | 18.7 | 0
3:00 | -3.3 | 47.8 | 0 | 0 | 285.3 | 295.3 | 292 | 17.1 | 0
4:00 | 4 | 59.7 | 7.4 | 13.9 | 285.5 | 295.3 | 292.3 | 17.5 | 0
5:00 | 12.3 | 71 | 22.1 | 43.4 | 285.8 | 295.3 | 292.9 | 16.2 | 0
6:00 | 21.1 | 82.3 | 12.9 | 72.5 | 286.4 | 295.4 | 293.3 | 16.8 | 0
7:00 | 30.2 | 94.1 | 0 | 90.2 | 286.8 | 295.5 | 293.6 | 14.7 | 0
8:00 | 39.2 | 107.3 | 0 | 107.5 | 287.6 | 297.4 | 294.9 | 0 | 0
9:00 | 47.4 | 122.8 | 0 | 130 | 288.7 | 297.1 | 295.6 | 0 | 0
10:00 | 54.2 | 142.4 | 0 | 152.9 | 289.7 | 297.2 | 296.3 | 0 | 0
11:00 | 58.1 | 166.6 | 0 | 166.1 | 290.7 | 297.4 | 296.9 | 0 | 0
noon | 58.1 | -166.6 | 0 | 174.3 | 291.7 | 297.7 | 297.4 | 0 | 0
13:00 | 54.2 | -142.4 | 0 | 161.4 | 292.5 | 297.7 | 297.5 | 0 | 0
14:00 | 47.4 | -122.8 | 0 | 145.3 | 292.9 | 297.5 | 297.4 | 0 | 0
15:00 | 39.2 | -107.3 | 0 | 120.5 | 293 | 297.4 | 297.1 | 0 | 0
16:00 | 30.2 | -94.1 | 0 | 114.7 | 292.8 | 297.3 | 297 | 0 | 0
17:00 | 21.1 | -82.3 | 18.9 | 91.1 | 292.4 | 297.5 | 296.7 | 0 | 0
18:00 | 12.3 | -71 | 59.5 | 68.5 | 291.5 | 297.4 | 296.6 | 0 | 0
19:00 | 4 | -59.7 | 57.7 | 35.1 | 290.4 | 297.2 | 296 | 0 | 0
20:00 | -3.3 | -47.8 | 0 | 0 | 289.3 | 297.1 | 294.6 | 0 | 0
21:00 | -9.3 | -35.1 | 0 | 0 | 288.4 | 297 | 294.3 | 0 | 0
22:00 | -13.7 | -21.5 | 0 | 0 | 287.5 | 296.9 | 293.8 | 0.1 | 0
23:00 | -15.9 | -7.2 | 0 | 0 | 286.8 | 297 | 293.8 | 0 | 0
August
| solar | solar | direct | diffuse | outdoor | indoor | window | heating | blinds
| altitude | azimuth | radiation | radiation | temp. | temp. | temp. | load | closed
| (degrees) | (degrees) | (W-h/m2) | (W-h/m2) | (K) | (K) | (K) | (W-h/m2) | (% time)
midnight | -23.7 | 7.9 | 0 | 0 | 286.4 | 295.2 | 292.3 | 13.2 | 0
1:00 | -21.3 | 23.5 | 0 | 0 | 286 | 295.1 | 292.1 | 14.3 | 0
2:00 | -16.6 | 38.1 | 0 | 0 | 285.9 | 295 | 292 | 15.9 | 0
3:00 | -10.1 | 51.6 | 0 | 0 | 285.4 | 294.9 | 291.8 | 17 | 0
4:00 | -2.4 | 64.1 | 0 | 0 | 285.1 | 294.9 | 291.7 | 19.2 | 0
5:00 | 6 | 75.9 | 12.7 | 19 | 285.3 | 294.9 | 292 | 18.5 | 0
6:00 | 15.1 | 87.6 | 5.8 | 45.6 | 285.9 | 294.9 | 292.4 | 17.6 | 0
7:00 | 24.2 | 99.7 | 0 | 76 | 286.5 | 295 | 293 | 17.7 | 0
8:00 | 32.9 | 113.1 | 0 | 96.4 | 287.3 | 297.1 | 294.4 | 0 | 0
9:00 | 40.7 | 128.5 | 0 | 119 | 288.2 | 297 | 295.3 | 0 | 0
10:00 | 46.9 | 146.9 | 0 | 144.3 | 289.3 | 297 | 296 | 0 | 0
11:00 | 50.3 | 168.5 | 0 | 156.9 | 290.4 | 297 | 296.3 | 0 | 0
noon | 50.3 | -168.5 | 0 | 169.1 | 291.3 | 297.1 | 296.9 | 0 | 0
13:00 | 46.9 | -146.9 | 0 | 150.2 | 292 | 297.4 | 297.1 | 0 | 0
14:00 | 40.7 | -128.5 | 0 | 130.8 | 292.5 | 297.4 | 297 | 0 | 0
15:00 | 32.9 | -113.1 | 0 | 103.7 | 292.6 | 297.3 | 296.8 | 0 | 0
16:00 | 24.2 | -99.7 | 0 | 76.7 | 292.2 | 297.4 | 296.4 | 0 | 0
17:00 | 15.1 | -87.6 | 6.3 | 56.4 | 291.7 | 297.3 | 296.1 | 0 | 0
18:00 | 6 | -75.9 | 24.9 | 35.1 | 290.9 | 297.1 | 295.7 | 0 | 0
19:00 | -2.4 | -64.1 | 0 | 6 | 289.9 | 297 | 294.8 | 0 | 0
20:00 | -10.1 | -51.6 | 0 | 0 | 289 | 297.1 | 294.5 | 0 | 0
21:00 | -16.6 | -38.1 | 0 | 0 | 288.1 | 297 | 294.3 | 0 | 0
22:00 | -21.3 | -23.5 | 0 | 0 | 287.3 | 297 | 293.5 | 0 | 0
23:00 | -23.7 | -7.9 | 0 | 0 | 286.6 | 296.8 | 293.4 | 0.1 | 0
September
| solar | solar | direct | diffuse | outdoor | indoor | window | heating | blinds
| altitude | azimuth | radiation | radiation | temp. | temp. | temp. | load | closed
| (degrees) | (degrees) | (W-h/m2) | (W-h/m2) | (K) | (K) | (K) | (W-h/m2) | (% time)
midnight | -35.1 | 9.1 | 0 | 0 | 284.9 | 295.3 | 291.9 | 41.6 | 0
1:00 | -32.3 | 26.9 | 0 | 0 | 284.8 | 295.3 | 291.8 | 41.7 | 0
2:00 | -27.1 | 43.1 | 0 | 0 | 284.5 | 295.2 | 291.7 | 41.2 | 0
3:00 | -20 | 57.5 | 0 | 0 | 284.3 | 295.1 | 291.6 | 40.5 | 0
4:00 | -11.8 | 70.6 | 0 | 0 | 284.1 | 295.1 | 291.5 | 41.2 | 0
5:00 | -3 | 82.8 | 0 | 0.3 | 284 | 295 | 291.4 | 43.4 | 0
6:00 | 6 | 94.7 | 0 | 19.9 | 284.3 | 295 | 291.7 | 41.5 | 0
7:00 | 15 | 107 | 0 | 44.4 | 284.7 | 295 | 292.1 | 36.7 | 0
8:00 | 23.3 | 120.2 | 0 | 67.9 | 285.4 | 297.2 | 293.4 | 0.4 | 0
9:00 | 30.6 | 135 | 0 | 89.9 | 286.1 | 296.6 | 294.5 | 0.6 | 0
10:00 | 36 | 151.7 | 0 | 104.9 | 286.8 | 296.7 | 294.6 | 0.3 | 0
11:00 | 39 | 170.3 | 0 | 105.9 | 287.6 | 297 | 294.7 | 0.2 | 0
noon | 39 | -170.3 | 0 | 104.9 | 288.3 | 296.7 | 295 | 0.1 | 0
13:00 | 36 | -151.7 | 0 | 101.4 | 288.9 | 296.7 | 295.5 | 0.1 | 0
14:00 | 30.6 | -135 | 0 | 92.6 | 289.4 | 297.1 | 295.4 | 0.1 | 0
15:00 | 23.3 | -120.2 | 0 | 73.2 | 289.5 | 297 | 295.2 | 0.2 | 0
16:00 | 15 | -107 | 0 | 44.6 | 289.3 | 296.8 | 294.8 | 0.1 | 0
17:00 | 6 | -94.7 | 0 | 23.9 | 288.6 | 296.9 | 294.4 | 0.1 | 0
18:00 | -3 | -82.8 | 0 | 2.4 | 287.8 | 296.9 | 293.9 | 0.2 | 0
19:00 | -11.8 | -70.6 | 0 | 0 | 287.1 | 296.8 | 293.6 | 0.4 | 0
20:00 | -20 | -57.5 | 0 | 0 | 286.5 | 297.1 | 293.4 | 0.6 | 0
21:00 | -27.1 | -43.1 | 0 | 0 | 285.9 | 296.8 | 292.8 | 0.8 | 0
22:00 | -32.3 | -26.9 | 0 | 0 | 285.3 | 296.5 | 293.1 | 0.7 | 0
23:00 | -35.1 | -9.1 | 0 | 0 | 285 | 296.9 | 292.8 | 0.7 | 0
October
| solar | solar | direct | diffuse | outdoor | indoor | window | heating | blinds
| altitude | azimuth | radiation | radiation | temp. | temp. | temp. | load | closed
| (degrees) | (degrees) | (W-h/m2) | (W-h/m2) | (K) | (K) | (K) | (W-h/m2) | (% time)
midnight | -47 | 10.8 | 0 | 0 | 282.1 | 294.4 | 290.4 | 56.8 | 0
1:00 | -43.7 | 31.4 | 0 | 0 | 282.1 | 294.3 | 290.3 | 55.7 | 0
2:00 | -37.8 | 49.3 | 0 | 0 | 282 | 294.3 | 290.3 | 57.2 | 0
3:00 | -30.1 | 64.6 | 0 | 0 | 281.8 | 294.3 | 290.2 | 58.1 | 0
4:00 | -21.5 | 78 | 0 | 0 | 281.8 | 294.3 | 290.2 | 59.5 | 0
5:00 | -12.4 | 90.2 | 0 | 0 | 281.7 | 294.3 | 290.1 | 64.3 | 0
6:00 | -3.4 | 102 | 0 | 0.8 | 281.8 | 294.2 | 290.2 | 65 | 0
7:00 | 5.2 | 114 | 0 | 16.8 | 282.2 | 294.2 | 290.5 | 64 | 0
8:00 | 13 | 126.6 | 0 | 37.6 | 282.6 | 296.6 | 291.6 | 0.6 | 0
9:00 | 19.7 | 140.4 | 0 | 61.3 | 283.3 | 295.7 | 293 | 1.2 | 0
10:00 | 24.5 | 155.5 | 0 | 70.4 | 283.9 | 296.7 | 293 | 0.5 | 0
11:00 | 27.1 | 171.7 | 0 | 81.3 | 284.6 | 296.3 | 292.8 | 0.8 | 0
noon | 27.1 | -171.7 | 0 | 79 | 285.1 | 295.8 | 293.6 | 0.8 | 0
13:00 | 24.5 | -155.5 | 0 | 65.6 | 285.4 | 296.2 | 293.2 | 0.5 | 0
14:00 | 19.7 | -140.4 | 0 | 49.7 | 285.5 | 296.2 | 293.1 | 0.9 | 0
15:00 | 13 | -126.6 | 0 | 33.4 | 285.3 | 296.1 | 293 | 0.6 | 0
16:00 | 5.2 | -114 | 0 | 14.6 | 284.7 | 296.3 | 292.5 | 0.5 | 0
17:00 | -3.4 | -102 | 0 | 0.4 | 284.1 | 296.2 | 292 | 0.9 | 0
18:00 | -12.4 | -90.2 | 0 | 0 | 283.5 | 296 | 292 | 0.9 | 0
19:00 | -21.5 | -78 | 0 | 0 | 283.1 | 296.2 | 291.6 | 0.9 | 0
20:00 | -30.1 | -64.6 | 0 | 0 | 282.8 | 295.9 | 291.8 | 1 | 0
21:00 | -37.8 | -49.3 | 0 | 0 | 282.5 | 296 | 291.6 | 0.7 | 0
22:00 | -43.7 | -31.4 | 0 | 0 | 282.4 | 296.3 | 291.6 | 0.9 | 0
23:00 | -47 | -10.8 | 0 | 0 | 282.2 | 295.9 | 291.4 | 0.8 | 0
November
| solar | solar | direct | diffuse | outdoor | indoor | window | heating | blinds
| altitude | azimuth | radiation | radiation | temp. | temp. | temp. | load | closed
| (degrees) | (degrees) | (W-h/m2) | (W-h/m2) | (K) | (K) | (K) | (W-h/m2) | (% time)
midnight | -56.2 | 12.8 | 0 | 0 | 278.9 | 294.1 | 289.1 | 102.2 | 0
1:00 | -52.4 | 36.3 | 0 | 0 | 278.8 | 294.1 | 289.1 | 102.7 | 0
2:00 | -45.8 | 55.6 | 0 | 0 | 278.6 | 294.1 | 289.1 | 108.9 | 0
3:00 | -37.7 | 71.1 | 0 | 0 | 278.5 | 294.1 | 289 | 105.2 | 0
4:00 | -28.8 | 84.3 | 0 | 0 | 278.4 | 294.1 | 289 | 101.2 | 0
5:00 | -19.7 | 96.2 | 0 | 0 | 278.4 | 294.1 | 289 | 104.6 | 0
6:00 | -10.7 | 107.7 | 0 | 0 | 278.3 | 294.1 | 289 | 105 | 0
7:00 | -2.4 | 119.2 | 0 | 1 | 278.2 | 294.1 | 288.9 | 105.6 | 0
8:00 | 5 | 131.2 | 0 | 16 | 278.4 | 296.3 | 289.6 | 1.6 | 0
9:00 | 11.1 | 144.1 | 0 | 30.1 | 278.8 | 295 | 291.3 | 3 | 0
10:00 | 15.5 | 157.9 | 0 | 45.9 | 279.2 | 296.6 | 290.9 | 1.3 | 0
11:00 | 17.8 | 172.5 | 0 | 57.8 | 279.7 | 295.8 | 291.2 | 2.5 | 0
noon | 17.8 | -172.5 | 0 | 55.3 | 280.1 | 295.7 | 291.5 | 1.8 | 0
13:00 | 15.5 | -157.9 | 0 | 47.3 | 280.3 | 296.5 | 291 | 1.5 | 0
14:00 | 11.1 | -144.1 | 0 | 30.2 | 280.4 | 295.6 | 291.3 | 2.4 | 0
15:00 | 5 | -131.2 | 0 | 12.9 | 280.2 | 296.1 | 291 | 1.4 | 0
16:00 | -2.4 | -119.2 | 0 | 0 | 280 | 295.8 | 290.7 | 2.2 | 0
17:00 | -10.7 | -107.7 | 0 | 0 | 279.7 | 295.6 | 290.9 | 2 | 0
18:00 | -19.7 | -96.2 | 0 | 0 | 279.6 | 296 | 290.3 | 1.8 | 0
19:00 | -28.8 | -84.3 | 0 | 0 | 279.4 | 295.5 | 290.7 | 2.2 | 0
20:00 | -37.7 | -71.1 | 0 | 0 | 279.4 | 296.1 | 290.3 | 1.8 | 0
21:00 | -45.8 | -55.6 | 0 | 0 | 279.2 | 295.6 | 290.6 | 2.6 | 0
22:00 | -52.4 | -36.3 | 0 | 0 | 279 | 296.4 | 290.3 | 1.7 | 0
23:00 | -56.2 | -12.8 | 0 | 0 | 278.8 | 295.7 | 290.4 | 2.4 | 0
December
| solar | solar | direct | diffuse | outdoor | indoor | window | heating | blinds
| altitude | azimuth | radiation | radiation | temp. | temp. | temp. | load | closed
| (degrees) | (degrees) | (W-h/m2) | (W-h/m2) | (K) | (K) | (K) | (W-h/m2) | (% time)
midnight | -60.2 | 13.9 | 0 | 0 | 276.9 | 294.1 | 288.5 | 106.9 | 0
1:00 | -56.1 | 39.1 | 0 | 0 | 276.8 | 294.1 | 288.5 | 110.6 | 0
2:00 | -49.2 | 58.9 | 0 | 0 | 276.8 | 294.1 | 288.5 | 111 | 0
3:00 | -40.9 | 74.4 | 0 | 0 | 276.8 | 294.1 | 288.5 | 111 | 0
4:00 | -31.9 | 87.4 | 0 | 0 | 276.9 | 294.1 | 288.5 | 108.3 | 0
5:00 | -22.8 | 99.1 | 0 | 0 | 277 | 294.1 | 288.5 | 111.3 | 0
6:00 | -14 | 110.2 | 0 | 0 | 276.9 | 294.1 | 288.5 | 108.5 | 0
7:00 | -5.8 | 121.5 | 0 | 0 | 276.9 | 294.1 | 288.5 | 105.7 | 0
8:00 | 1.4 | 133.2 | 0 | 1.8 | 277.1 | 296.3 | 289.1 | 1.8 | 0
9:00 | 7.3 | 145.7 | 0 | 14.9 | 277.3 | 294.9 | 290.7 | 3.9 | 0
10:00 | 11.6 | 158.9 | 0 | 28.6 | 277.7 | 296.8 | 290.1 | 1.9 | 0
11:00 | 13.8 | 172.9 | 0 | 36.8 | 277.9 | 295.6 | 290.4 | 3.5 | 0
noon | 13.8 | -172.9 | 0 | 37.9 | 278.2 | 295.5 | 290.8 | 2.4 | 0
13:00 | 11.6 | -158.9 | 0 | 29 | 278.4 | 296.2 | 290 | 2.1 | 0
14:00 | 7.3 | -145.7 | 0 | 18.1 | 278.3 | 295.2 | 291 | 3.1 | 0
15:00 | 1.4 | -133.2 | 0 | 4.7 | 278.2 | 296.6 | 290 | 1.6 | 0
16:00 | -5.8 | -121.5 | 0 | 0 | 277.8 | 295.6 | 289.9 | 3.4 | 0
17:00 | -14 | -110.2 | 0 | 0 | 277.7 | 296 | 290 | 2 | 0
18:00 | -22.8 | -99.1 | 0 | 0 | 277.5 | 295.7 | 289.6 | 3.1 | 0
19:00 | -31.9 | -87.4 | 0 | 0 | 277.5 | 295.5 | 290.1 | 2.7 | 0
20:00 | -40.9 | -74.4 | 0 | 0 | 277.3 | 296 | 289.6 | 2 | 0
21:00 | -49.2 | -58.9 | 0 | 0 | 277.1 | 295.2 | 290.2 | 3 | 0
22:00 | -56.1 | -39.1 | 0 | 0 | 277.1 | 296.3 | 289.8 | 1.8 | 0
23:00 | -60.2 | -13.9 | 0 | 0 | 277 | 295.7 | 289.7 | 3.3 | 0

## Sheet6
Scenario Two (yellow)
Tue Dec 03 2019 22:55:36 GMT+0000 (Greenwich Mean Time)
Setup Information:
Building
Location | UK - London
Building length, side A | N/A
Building length, side B | N/A
Simulation Type
Simulation Type | one_sided
Window Description
Typology | dgu_nb
Glazing Type | clear
Window Area | 6%
Wall Description
Insulation R-Value | 99999999.9 m2-K/W
Occupancy
Type | Low-rise Residential
Occupancy Load | 0.000 people per m2
Lighting Requirements | 400 lux
Equipment Load | 0.00 W/m2
Room Ventilation
Air Change Rate per Occupant | 15.0 liters / sec per person
Total Air Change Rate | 0.0 roomfuls per hour
Lighting Control
Lighting Control | lights do not respond to daylight: all lights fully on while building is occupied
Representative Room
Orientation | north
Room Depth | 27 m
Room Width | 5 m
Room Height | 2.2 m
Thermal Mass
Thermal Mass | none
Overhang
Overhang Depth | 0 m
Roof
Roof Type | adiabatic roof
Simulation Results:
Primary Energy Use and CO2 Emissions
| heating | cooling | lighting | total | CO2
| energy | energy | energy | energy | emissions
| (kWh/m2) | (kWh/m2) | (kWh/m2) | (kWh/m2) | (kg/m2)
January | 34 | 0 | 7.3 | 41.3 | 8.3
February | 28.2 | 0 | 6.6 | 34.8 | 7
March | 32.1 | 0 | 7.3 | 39.4 | 7.9
April | 25.7 | 0 | 7.1 | 32.8 | 6.6
May | 18.6 | 0 | 7.3 | 25.9 | 5.2
June | 9.3 | 0 | 7.1 | 16.4 | 3.3
July | 4.2 | 0 | 7.3 | 11.5 | 2.3
August | 4.1 | 0 | 7.3 | 11.4 | 2.3
September | 10 | 0 | 7.1 | 17.1 | 3.4
October | 15.3 | 0 | 7.3 | 22.6 | 4.5
November | 26 | 0 | 7.1 | 33.1 | 6.6
December | 28.4 | 0 | 7.3 | 35.7 | 7.1
Total | 235.9 | 0 | 86.1 | 322 | 64.4 | yearly energy
January
| solar | solar | direct | diffuse | outdoor | indoor | window | heating | blinds
| altitude | azimuth | radiation | radiation | temp. | temp. | temp. | load | closed
| (degrees) | (degrees) | (W-h/m2) | (W-h/m2) | (K) | (K) | (K) | (W-h/m2) | (% time)
midnight | -58.1 | 13.3 | 0 | 0 | 275.9 | 294.1 | 288.2 | 133.9 | 0
1:00 | -54.2 | 37.6 | 0 | 0 | 275.8 | 294.1 | 288.2 | 133.5 | 0
2:00 | -47.5 | 57.1 | 0 | 0 | 275.8 | 294.1 | 288.2 | 132 | 0
3:00 | -39.2 | 72.7 | 0 | 0 | 275.7 | 294.1 | 288.1 | 127.8 | 0
4:00 | -30.2 | 85.8 | 0 | 0 | 275.6 | 294.1 | 288.1 | 130.5 | 0
5:00 | -21.1 | 97.6 | 0 | 0 | 275.6 | 294.1 | 288.1 | 130.3 | 0
6:00 | -12.3 | 108.9 | 0 | 0 | 275.5 | 294.1 | 288.1 | 128 | 0
7:00 | -4 | 120.3 | 0 | 0 | 275.5 | 294.1 | 288.1 | 126.8 | 0
8:00 | 3.3 | 132.2 | 0 | 5.1 | 275.7 | 296.1 | 288.6 | 2.3 | 0
9:00 | 9.3 | 144.9 | 0 | 20.2 | 276.1 | 294.6 | 290.3 | 4.5 | 0
10:00 | 13.6 | 158.4 | 0 | 34.6 | 276.5 | 296.6 | 289.6 | 2 | 0
11:00 | 15.9 | 172.7 | 0 | 40.5 | 276.7 | 295.3 | 290.7 | 3.8 | 0
noon | 15.9 | -172.7 | 0 | 42.7 | 277.2 | 296.5 | 290.4 | 2.1 | 0
13:00 | 13.6 | -158.4 | 0 | 38.1 | 277.6 | 295.9 | 289.9 | 3.5 | 0
14:00 | 9.3 | -144.9 | 0 | 26.7 | 277.5 | 295.3 | 290.6 | 3.2 | 0
15:00 | 3.3 | -132.2 | 0 | 13.2 | 277.3 | 296.2 | 289.6 | 2.4 | 0
16:00 | -4 | -120.3 | 0 | 0.6 | 277 | 295.3 | 290 | 4.1 | 0
17:00 | -12.3 | -108.9 | 0 | 0 | 276.8 | 296.2 | 289.5 | 2.6 | 0
18:00 | -21.1 | -97.6 | 0 | 0 | 276.5 | 295.4 | 289.7 | 5 | 0
19:00 | -30.2 | -85.8 | 0 | 0 | 276.3 | 296.1 | 289.4 | 2.7 | 0
20:00 | -39.2 | -72.7 | 0 | 0 | 276.1 | 295.6 | 289.5 | 4.3 | 0
21:00 | -47.5 | -57.1 | 0 | 0 | 276.1 | 296 | 289.6 | 2.9 | 0
22:00 | -54.2 | -37.6 | 0 | 0 | 276 | 295.9 | 289.3 | 4 | 0
23:00 | -58.1 | -13.3 | 0 | 0 | 275.9 | 296.1 | 289.5 | 3.4 | 0
February
| solar | solar | direct | diffuse | outdoor | indoor | window | heating | blinds
| altitude | azimuth | radiation | radiation | temp. | temp. | temp. | load | closed
| (degrees) | (degrees) | (W-h/m2) | (W-h/m2) | (K) | (K) | (K) | (W-h/m2) | (% time)
midnight | -50.4 | 11.4 | 0 | 0 | 275.4 | 294.1 | 288 | 114.5 | 0
1:00 | -46.9 | 33 | 0 | 0 | 275.3 | 294.1 | 288 | 108.9 | 0
2:00 | -40.8 | 51.4 | 0 | 0 | 275.2 | 294.1 | 288 | 113.1 | 0
3:00 | -32.9 | 66.9 | 0 | 0 | 275.2 | 294.1 | 288 | 119.6 | 0
4:00 | -24.2 | 80.2 | 0 | 0 | 275.2 | 294.1 | 288 | 121.7 | 0
5:00 | -15.1 | 92.3 | 0 | 0 | 275.1 | 294.1 | 287.9 | 126.3 | 0
6:00 | -6.1 | 104 | 0 | 0 | 275.1 | 294.1 | 287.9 | 126.1 | 0
7:00 | 2.4 | 115.9 | 0 | 2.3 | 275.1 | 294.1 | 288 | 129.8 | 0
8:00 | 10.1 | 128.3 | 0 | 20.6 | 275.5 | 296.2 | 288.8 | 2.3 | 0
9:00 | 16.5 | 141.8 | 0 | 40.4 | 276.1 | 294.9 | 290.6 | 4 | 0
10:00 | 21.2 | 156.4 | 0 | 55.1 | 276.7 | 296.8 | 290 | 2 | 0
11:00 | 23.7 | 172 | 0 | 60.6 | 277.3 | 295.7 | 290.3 | 3.9 | 0
noon | 23.7 | -172 | 0 | 65.1 | 277.9 | 295.7 | 291 | 2.5 | 0
13:00 | 21.2 | -156.4 | 0 | 57 | 278.4 | 296.4 | 290.5 | 2.4 | 0
14:00 | 16.5 | -141.8 | 0 | 53.5 | 278.5 | 295.7 | 291 | 2.9 | 0
15:00 | 10.1 | -128.3 | 0 | 36 | 278.3 | 295.8 | 290.4 | 2.6 | 0
16:00 | 2.4 | -115.9 | 0 | 14.5 | 277.7 | 295.6 | 290.1 | 2.9 | 0
17:00 | -6.1 | -104 | 0 | 0.3 | 277.1 | 295.8 | 289.9 | 3 | 0
18:00 | -15.1 | -92.3 | 0 | 0 | 276.7 | 295.8 | 289.4 | 2.9 | 0
19:00 | -24.2 | -80.2 | 0 | 0 | 276.3 | 295.7 | 289.7 | 3.7 | 0
20:00 | -32.9 | -66.9 | 0 | 0 | 276 | 296.1 | 289.3 | 3.1 | 0
21:00 | -40.8 | -51.4 | 0 | 0 | 275.7 | 295.4 | 289.6 | 3.8 | 0
22:00 | -46.9 | -33 | 0 | 0 | 275.5 | 296.1 | 289.2 | 3 | 0
23:00 | -50.4 | -11.4 | 0 | 0 | 275.4 | 295.8 | 289.4 | 2.9 | 0
March
| solar | solar | direct | diffuse | outdoor | indoor | window | heating | blinds
| altitude | azimuth | radiation | radiation | temp. | temp. | temp. | load | closed
| (degrees) | (degrees) | (W-h/m2) | (W-h/m2) | (K) | (K) | (K) | (W-h/m2) | (% time)
midnight | -39 | 9.6 | 0 | 0 | 276.9 | 294.1 | 288.5 | 126.4 | 0
1:00 | -36 | 28.2 | 0 | 0 | 276.8 | 294.1 | 288.5 | 130.3 | 0
2:00 | -30.6 | 45 | 0 | 0 | 276.7 | 294.1 | 288.4 | 134.5 | 0
3:00 | -23.4 | 59.7 | 0 | 0 | 276.5 | 294.1 | 288.4 | 127 | 0
4:00 | -15 | 72.9 | 0 | 0 | 276.3 | 294.1 | 288.3 | 128.3 | 0
5:00 | -6.1 | 85.2 | 0 | 0 | 276.4 | 294.1 | 288.3 | 123 | 0
6:00 | 2.9 | 97.1 | 0 | 4.1 | 276.6 | 294.1 | 288.4 | 115.5 | 0
7:00 | 11.8 | 109.3 | 0 | 24.9 | 276.9 | 294.1 | 288.8 | 112.4 | 0
8:00 | 20 | 122.4 | 0 | 48.1 | 277.4 | 296.3 | 289.7 | 1.8 | 0
9:00 | 27 | 136.9 | 0 | 66.7 | 278 | 295 | 291.6 | 2.8 | 0
10:00 | 32.2 | 153.1 | 0 | 85.8 | 278.8 | 296.5 | 291.3 | 1.4 | 0
11:00 | 35.1 | 170.8 | 0 | 100 | 279.8 | 296.2 | 291.2 | 2.1 | 0
noon | 35.1 | -170.8 | 0 | 101.7 | 280.5 | 295.4 | 292.4 | 2.1 | 0
13:00 | 32.2 | -153.1 | 0 | 93 | 281.2 | 296.2 | 292.2 | 1.2 | 0
14:00 | 27 | -136.9 | 0 | 79.8 | 281.5 | 295.9 | 291.8 | 1.8 | 0
15:00 | 20 | -122.4 | 0 | 58.9 | 281.4 | 295.7 | 292 | 1.9 | 0
16:00 | 11.8 | -109.3 | 0 | 34.5 | 280.9 | 296.1 | 291.4 | 1.7 | 0
17:00 | 2.9 | -97.1 | 0 | 15.4 | 280.1 | 295.9 | 290.9 | 2.6 | 0
18:00 | -6.1 | -85.2 | 0 | 0 | 279.4 | 295.7 | 290.7 | 2.2 | 0
19:00 | -15 | -72.9 | 0 | 0 | 278.7 | 296.1 | 290.1 | 2.8 | 0
20:00 | -23.4 | -59.7 | 0 | 0 | 278.2 | 295.6 | 290.3 | 3.3 | 0
21:00 | -30.6 | -45 | 0 | 0 | 277.8 | 295.9 | 289.9 | 3.7 | 0
22:00 | -36 | -28.2 | 0 | 0 | 277.3 | 295.6 | 289.9 | 3.8 | 0
23:00 | -39 | -9.6 | 0 | 0 | 277.1 | 296 | 289.7 | 3.6 | 0
April
| solar | solar | direct | diffuse | outdoor | indoor | window | heating | blinds
| altitude | azimuth | radiation | radiation | temp. | temp. | temp. | load | closed
| (degrees) | (degrees) | (W-h/m2) | (W-h/m2) | (K) | (K) | (K) | (W-h/m2) | (% time)
midnight | -27.1 | 8.3 | 0 | 0 | 278.5 | 294.1 | 289 | 103.9 | 0
1:00 | -24.5 | 24.4 | 0 | 0 | 278.2 | 294.1 | 288.9 | 101.9 | 0
2:00 | -19.7 | 39.5 | 0 | 0 | 278 | 294.1 | 288.9 | 103.5 | 0
3:00 | -13.1 | 53.3 | 0 | 0 | 277.7 | 294.1 | 288.8 | 105.5 | 0
4:00 | -5.2 | 66 | 0 | 0 | 277.4 | 294.1 | 288.7 | 104.5 | 0
5:00 | 3.4 | 78 | 3 | 8 | 277.6 | 294.1 | 288.8 | 103.4 | 0
6:00 | 12.4 | 89.8 | 0.4 | 33.9 | 278.1 | 294.1 | 289.2 | 106.9 | 0
7:00 | 21.5 | 102 | 0 | 60.7 | 278.8 | 294.1 | 289.8 | 103.7 | 0
8:00 | 30.1 | 115.3 | 0 | 79.7 | 279.5 | 296.5 | 290.8 | 1.4 | 0
9:00 | 37.7 | 130.6 | 0 | 102.3 | 280.6 | 295.5 | 292.4 | 2.6 | 0
10:00 | 43.7 | 148.5 | 0 | 121.4 | 281.5 | 295.5 | 292.7 | 1.6 | 0
11:00 | 47 | 169.1 | 0 | 133.9 | 282.5 | 296.2 | 292.8 | 1.1 | 0
noon | 47 | -169.1 | 0 | 135.6 | 283.5 | 295.9 | 293.3 | 1.1 | 0
13:00 | 43.7 | -148.5 | 0 | 127.4 | 284.2 | 296 | 293.7 | 1 | 0
14:00 | 37.7 | -130.6 | 0 | 116.3 | 284.7 | 295.9 | 293.7 | 0.9 | 0
15:00 | 30.1 | -115.3 | 0 | 86.8 | 285 | 295.7 | 293.3 | 0.7 | 0
16:00 | 21.5 | -102 | 0 | 66.8 | 284.7 | 296 | 293 | 0.8 | 0
17:00 | 12.4 | -89.8 | 0.5 | 41.3 | 283.9 | 295.8 | 292.5 | 1.2 | 0
18:00 | 3.4 | -78 | 12.3 | 16.4 | 283 | 295.7 | 292 | 1.4 | 0
19:00 | -5.2 | -66 | 0 | 0 | 282 | 295.6 | 291.7 | 1.4 | 0
20:00 | -13.1 | -53.3 | 0 | 0 | 281 | 296.3 | 291.1 | 1.5 | 0
21:00 | -19.7 | -39.5 | 0 | 0 | 280 | 295.6 | 290.8 | 2.2 | 0
22:00 | -24.5 | -24.4 | 0 | 0 | 279.3 | 296.1 | 290.3 | 2.1 | 0
23:00 | -27.1 | -8.3 | 0 | 0 | 278.6 | 295.7 | 290.3 | 2.9 | 0
May
| solar | solar | direct | diffuse | outdoor | indoor | window | heating | blinds
| altitude | azimuth | radiation | radiation | temp. | temp. | temp. | load | closed
| (degrees) | (degrees) | (W-h/m2) | (W-h/m2) | (K) | (K) | (K) | (W-h/m2) | (% time)
midnight | -17.9 | 7.4 | 0 | 0 | 281 | 294.1 | 289.8 | 74.3 | 0
1:00 | -15.5 | 22 | 0 | 0 | 280.8 | 294.1 | 289.7 | 74.8 | 0
2:00 | -11.1 | 35.8 | 0 | 0 | 280.5 | 294.1 | 289.7 | 75.2 | 0
3:00 | -5 | 48.7 | 0 | 0 | 280.2 | 294.1 | 289.5 | 73.9 | 0
4:00 | 2.4 | 60.8 | 12.8 | 10.9 | 280.2 | 294.1 | 289.8 | 76.2 | 0
5:00 | 10.7 | 72.3 | 41.5 | 40.6 | 280.5 | 294.1 | 290.5 | 75.8 | 0
6:00 | 19.6 | 83.7 | 18 | 62.9 | 280.9 | 294.1 | 290.6 | 76 | 0
7:00 | 28.7 | 95.6 | 0 | 84.8 | 281.8 | 294.1 | 291 | 67.6 | 0
8:00 | 37.6 | 108.8 | 0 | 101.3 | 282.7 | 296.7 | 292.2 | 0.6 | 0
9:00 | 45.8 | 124.4 | 0 | 131.7 | 283.7 | 296 | 293.1 | 0.9 | 0
10:00 | 52.4 | 143.6 | 0 | 145.9 | 284.8 | 295.3 | 294.3 | 0.7 | 0
11:00 | 56.2 | 167.2 | 0 | 152.2 | 285.8 | 296.1 | 294.4 | 0.3 | 0
noon | 56.2 | -167.2 | 0 | 145.7 | 286.8 | 296.2 | 294.5 | 0.3 | 0
13:00 | 52.4 | -143.6 | 0 | 137.1 | 287.6 | 296.3 | 294.8 | 0.3 | 0
14:00 | 45.8 | -124.4 | 0 | 134.2 | 288 | 296 | 295 | 0.3 | 0
15:00 | 37.6 | -108.8 | 0 | 116.3 | 288 | 296.2 | 294.7 | 0.3 | 0
16:00 | 28.7 | -95.6 | 0 | 97.6 | 287.9 | 296.5 | 294.2 | 0.3 | 0
17:00 | 19.6 | -83.7 | 19 | 74.3 | 287.3 | 296.2 | 293.9 | 0.3 | 0
18:00 | 10.7 | -72.3 | 47.9 | 48.7 | 286.3 | 296 | 293.9 | 0.3 | 0
19:00 | 2.4 | -60.8 | 25.2 | 18.1 | 285.1 | 295.9 | 293.1 | 0.4 | 0
20:00 | -5 | -48.7 | 0 | 0 | 284 | 295.9 | 292.1 | 0.5 | 0
21:00 | -11.1 | -35.8 | 0 | 0 | 283.1 | 296 | 291.8 | 0.7 | 0
22:00 | -15.5 | -22 | 0 | 0 | 282.3 | 296 | 291.3 | 0.8 | 0
23:00 | -17.9 | -7.4 | 0 | 0 | 281.5 | 295.6 | 291.3 | 1.2 | 0
June
| solar | solar | direct | diffuse | outdoor | indoor | window | heating | blinds
| altitude | azimuth | radiation | radiation | temp. | temp. | temp. | load | closed
| (degrees) | (degrees) | (W-h/m2) | (W-h/m2) | (K) | (K) | (K) | (W-h/m2) | (% time)
midnight | -13.8 | 7 | 0 | 0 | 284.5 | 294.2 | 291 | 41.4 | 0
1:00 | -11.6 | 21 | 0 | 0 | 284.2 | 294.2 | 290.9 | 40.6 | 0
2:00 | -7.3 | 34.3 | 0 | 0 | 283.9 | 294.2 | 290.8 | 37.3 | 0
3:00 | -1.4 | 46.7 | 0 | 0 | 283.6 | 294.1 | 290.7 | 36.2 | 0
4:00 | 5.8 | 58.4 | 47 | 27.4 | 283.7 | 294.2 | 291.6 | 37.7 | 0
5:00 | 14 | 69.7 | 54.6 | 52.4 | 284.2 | 294.3 | 292.1 | 37.8 | 0
6:00 | 22.8 | 80.8 | 26.7 | 76.8 | 284.6 | 294.3 | 292.1 | 39 | 0
7:00 | 31.9 | 92.5 | 0 | 90.6 | 285.2 | 294.3 | 292.3 | 37.5 | 0
8:00 | 40.9 | 105.5 | 0 | 104.6 | 286.2 | 296.8 | 293.6 | 0.2 | 0
9:00 | 49.2 | 121 | 0 | 130.5 | 287.2 | 296.3 | 294.4 | 0.3 | 0
10:00 | 56.1 | 140.8 | 0 | 140.9 | 288.1 | 296.2 | 295.3 | 0.1 | 0
11:00 | 60.2 | 166 | 0 | 149.1 | 289.1 | 296.6 | 295.6 | 0.2 | 0
noon | 60.2 | -166 | 0 | 150.4 | 290 | 296.8 | 296.1 | 0.1 | 0
13:00 | 56.1 | -140.8 | 0 | 149.6 | 290.6 | 296.8 | 296.4 | 0.1 | 0
14:00 | 49.2 | -121 | 0 | 133.5 | 291 | 297.2 | 296.1 | 0 | 0
15:00 | 40.9 | -105.5 | 0 | 111.8 | 291.1 | 297 | 296.2 | 0 | 0
16:00 | 31.9 | -92.5 | 0 | 113.1 | 290.9 | 296.6 | 295.9 | 0.1 | 0
17:00 | 22.8 | -80.8 | 25.1 | 93.4 | 290.2 | 296.6 | 295.5 | 0.1 | 0
18:00 | 14 | -69.7 | 50.8 | 67.2 | 289.3 | 296.3 | 295.2 | 0.2 | 0
19:00 | 5.8 | -58.4 | 47.8 | 41 | 288.3 | 296.1 | 294.6 | 0.1 | 0
20:00 | -1.4 | -46.7 | 0 | 0 | 287.4 | 296.3 | 293.3 | 0.3 | 0
21:00 | -7.3 | -34.3 | 0 | 0 | 286.4 | 296 | 293.1 | 0.3 | 0
22:00 | -11.6 | -21 | 0 | 0 | 285.7 | 296.2 | 292.8 | 0.4 | 0
23:00 | -13.8 | -7 | 0 | 0 | 284.8 | 296.4 | 292.2 | 0.4 | 0
July
| solar | solar | direct | diffuse | outdoor | indoor | window | heating | blinds
| altitude | azimuth | radiation | radiation | temp. | temp. | temp. | load | closed
| (degrees) | (degrees) | (W-h/m2) | (W-h/m2) | (K) | (K) | (K) | (W-h/m2) | (% time)
midnight | -15.9 | 7.2 | 0 | 0 | 286.4 | 295.6 | 292.6 | 15.2 | 0
1:00 | -13.7 | 21.5 | 0 | 0 | 286.1 | 295.5 | 292.4 | 18.6 | 0
2:00 | -9.3 | 35.1 | 0 | 0 | 285.6 | 295.4 | 292.2 | 18.7 | 0
3:00 | -3.3 | 47.8 | 0 | 0 | 285.3 | 295.3 | 292 | 17.1 | 0
4:00 | 4 | 59.7 | 7.4 | 13.9 | 285.5 | 295.3 | 292.3 | 17.6 | 0
5:00 | 12.3 | 71 | 22.1 | 43.4 | 285.8 | 295.3 | 292.9 | 16.2 | 0
6:00 | 21.1 | 82.3 | 12.9 | 72.5 | 286.4 | 295.4 | 293.3 | 16.8 | 0
7:00 | 30.2 | 94.1 | 0 | 90.2 | 286.8 | 295.5 | 293.6 | 14.8 | 0
8:00 | 39.2 | 107.3 | 0 | 107.5 | 287.6 | 297.5 | 294.9 | 0 | 0
9:00 | 47.4 | 122.8 | 0 | 130 | 288.7 | 297.2 | 295.5 | 0 | 0
10:00 | 54.2 | 142.4 | 0 | 152.9 | 289.7 | 297.2 | 296.4 | 0 | 0
11:00 | 58.1 | 166.6 | 0 | 166.1 | 290.7 | 297.3 | 296.9 | 0 | 0
noon | 58.1 | -166.6 | 0 | 174.3 | 291.7 | 297.8 | 297.3 | 0 | 0
13:00 | 54.2 | -142.4 | 0 | 161.4 | 292.5 | 297.7 | 297.5 | 0 | 0
14:00 | 47.4 | -122.8 | 0 | 145.3 | 292.9 | 297.5 | 297.5 | 0 | 0
15:00 | 39.2 | -107.3 | 0 | 120.5 | 293 | 297.2 | 297.2 | 0 | 0
16:00 | 30.2 | -94.1 | 0 | 114.7 | 292.8 | 297.4 | 297 | 0 | 0
17:00 | 21.1 | -82.3 | 18.9 | 91.1 | 292.4 | 297.5 | 296.7 | 0 | 0
18:00 | 12.3 | -71 | 59.5 | 68.5 | 291.5 | 297.3 | 296.7 | 0 | 0
19:00 | 4 | -59.7 | 57.7 | 35.1 | 290.4 | 297.4 | 295.9 | 0 | 0
20:00 | -3.3 | -47.8 | 0 | 0 | 289.3 | 297.1 | 294.5 | 0 | 0
21:00 | -9.3 | -35.1 | 0 | 0 | 288.4 | 296.6 | 294.5 | 0 | 0
22:00 | -13.7 | -21.5 | 0 | 0 | 287.5 | 297.1 | 293.9 | 0 | 0
23:00 | -15.9 | -7.2 | 0 | 0 | 286.8 | 296.8 | 293.8 | 0 | 0
August
| solar | solar | direct | diffuse | outdoor | indoor | window | heating | blinds
| altitude | azimuth | radiation | radiation | temp. | temp. | temp. | load | closed
| (degrees) | (degrees) | (W-h/m2) | (W-h/m2) | (K) | (K) | (K) | (W-h/m2) | (% time)
midnight | -23.7 | 7.9 | 0 | 0 | 286.4 | 295.3 | 292.3 | 13.2 | 0
1:00 | -21.3 | 23.5 | 0 | 0 | 286 | 295.1 | 292.1 | 14.3 | 0
2:00 | -16.6 | 38.1 | 0 | 0 | 285.9 | 295.1 | 292 | 15.9 | 0
3:00 | -10.1 | 51.6 | 0 | 0 | 285.4 | 295 | 291.8 | 17 | 0
4:00 | -2.4 | 64.1 | 0 | 0 | 285.1 | 294.9 | 291.7 | 19.3 | 0
5:00 | 6 | 75.9 | 12.7 | 19 | 285.3 | 294.9 | 292 | 18.5 | 0
6:00 | 15.1 | 87.6 | 5.8 | 45.6 | 285.9 | 295 | 292.4 | 17.6 | 0
7:00 | 24.2 | 99.7 | 0 | 76 | 286.5 | 295.1 | 293 | 17.7 | 0
8:00 | 32.9 | 113.1 | 0 | 96.4 | 287.3 | 297.1 | 294.4 | 0 | 0
9:00 | 40.7 | 128.5 | 0 | 119 | 288.2 | 296.9 | 295.3 | 0 | 0
10:00 | 46.9 | 146.9 | 0 | 144.3 | 289.3 | 296.9 | 295.9 | 0 | 0
11:00 | 50.3 | 168.5 | 0 | 156.9 | 290.4 | 296.9 | 296.5 | 0 | 0
noon | 50.3 | -168.5 | 0 | 169.1 | 291.3 | 297.2 | 296.9 | 0 | 0
13:00 | 46.9 | -146.9 | 0 | 150.2 | 292 | 297.5 | 297 | 0 | 0
14:00 | 40.7 | -128.5 | 0 | 130.8 | 292.5 | 297.4 | 297 | 0 | 0
15:00 | 32.9 | -113.1 | 0 | 103.7 | 292.6 | 297.5 | 296.8 | 0 | 0
16:00 | 24.2 | -99.7 | 0 | 76.7 | 292.2 | 297.4 | 296.4 | 0 | 0
17:00 | 15.1 | -87.6 | 6.3 | 56.4 | 291.7 | 297.3 | 296 | 0 | 0
18:00 | 6 | -75.9 | 24.9 | 35.1 | 290.9 | 297.3 | 295.6 | 0 | 0
19:00 | -2.4 | -64.1 | 0 | 6 | 289.9 | 297 | 294.9 | 0 | 0
20:00 | -10.1 | -51.6 | 0 | 0 | 289 | 297.2 | 294.4 | 0 | 0
21:00 | -16.6 | -38.1 | 0 | 0 | 288.1 | 297.1 | 294.2 | 0 | 0
22:00 | -21.3 | -23.5 | 0 | 0 | 287.3 | 296.9 | 293.6 | 0 | 0
23:00 | -23.7 | -7.9 | 0 | 0 | 286.6 | 296.8 | 293.4 | 0 | 0
September
| solar | solar | direct | diffuse | outdoor | indoor | window | heating | blinds
| altitude | azimuth | radiation | radiation | temp. | temp. | temp. | load | closed
| (degrees) | (degrees) | (W-h/m2) | (W-h/m2) | (K) | (K) | (K) | (W-h/m2) | (% time)
midnight | -35.1 | 9.1 | 0 | 0 | 284.9 | 295.4 | 291.9 | 41.8 | 0
1:00 | -32.3 | 26.9 | 0 | 0 | 284.8 | 295.3 | 291.8 | 41.7 | 0
2:00 | -27.1 | 43.1 | 0 | 0 | 284.5 | 295.2 | 291.7 | 41.2 | 0
3:00 | -20 | 57.5 | 0 | 0 | 284.3 | 295.1 | 291.5 | 40.5 | 0
4:00 | -11.8 | 70.6 | 0 | 0 | 284.1 | 295 | 291.4 | 41.2 | 0
5:00 | -3 | 82.8 | 0 | 0.3 | 284 | 295 | 291.4 | 43.4 | 0
6:00 | 6 | 94.7 | 0 | 19.9 | 284.3 | 294.9 | 291.6 | 41.5 | 0
7:00 | 15 | 107 | 0 | 44.4 | 284.7 | 295 | 292.1 | 36.7 | 0
8:00 | 23.3 | 120.2 | 0 | 67.9 | 285.4 | 297.1 | 293.4 | 0.4 | 0
9:00 | 30.6 | 135 | 0 | 89.9 | 286.1 | 296.6 | 294.4 | 0.6 | 0
10:00 | 36 | 151.7 | 0 | 104.9 | 286.8 | 296.7 | 294.6 | 0.3 | 0
11:00 | 39 | 170.3 | 0 | 105.9 | 287.6 | 297.1 | 294.7 | 0.2 | 0
noon | 39 | -170.3 | 0 | 104.9 | 288.3 | 296.8 | 294.9 | 0.1 | 0
13:00 | 36 | -151.7 | 0 | 101.4 | 288.9 | 296.7 | 295.4 | 0.1 | 0
14:00 | 30.6 | -135 | 0 | 92.6 | 289.4 | 297 | 295.5 | 0.2 | 0
15:00 | 23.3 | -120.2 | 0 | 73.2 | 289.5 | 297.1 | 295.2 | 0.1 | 0
16:00 | 15 | -107 | 0 | 44.6 | 289.3 | 296.9 | 295 | 0.1 | 0
17:00 | 6 | -94.7 | 0 | 23.9 | 288.6 | 297 | 294.5 | 0.1 | 0
18:00 | -3 | -82.8 | 0 | 2.4 | 287.8 | 297 | 293.8 | 0.3 | 0
19:00 | -11.8 | -70.6 | 0 | 0 | 287.1 | 296.8 | 293.8 | 0.5 | 0
20:00 | -20 | -57.5 | 0 | 0 | 286.5 | 297 | 293.3 | 0.5 | 0
21:00 | -27.1 | -43.1 | 0 | 0 | 285.9 | 296.4 | 293 | 0.9 | 0
22:00 | -32.3 | -26.9 | 0 | 0 | 285.3 | 296.7 | 292.9 | 0.6 | 0
23:00 | -35.1 | -9.1 | 0 | 0 | 285 | 296.6 | 292.9 | 0.9 | 0
October
| solar | solar | direct | diffuse | outdoor | indoor | window | heating | blinds
| altitude | azimuth | radiation | radiation | temp. | temp. | temp. | load | closed
| (degrees) | (degrees) | (W-h/m2) | (W-h/m2) | (K) | (K) | (K) | (W-h/m2) | (% time)
midnight | -47 | 10.8 | 0 | 0 | 282.1 | 294.3 | 290.3 | 56.9 | 0
1:00 | -43.7 | 31.4 | 0 | 0 | 282.1 | 294.3 | 290.3 | 55.8 | 0
2:00 | -37.8 | 49.3 | 0 | 0 | 282 | 294.3 | 290.2 | 57.2 | 0
3:00 | -30.1 | 64.6 | 0 | 0 | 281.8 | 294.2 | 290.2 | 58.1 | 0
4:00 | -21.5 | 78 | 0 | 0 | 281.8 | 294.2 | 290.1 | 59.6 | 0
5:00 | -12.4 | 90.2 | 0 | 0 | 281.7 | 294.2 | 290.1 | 64.3 | 0
6:00 | -3.4 | 102 | 0 | 0.8 | 281.8 | 294.2 | 290.1 | 65 | 0
7:00 | 5.2 | 114 | 0 | 16.8 | 282.2 | 294.2 | 290.5 | 64 | 0
8:00 | 13 | 126.6 | 0 | 37.6 | 282.6 | 296.5 | 291.6 | 0.6 | 0
9:00 | 19.7 | 140.4 | 0 | 61.3 | 283.3 | 295.7 | 292.9 | 1.2 | 0
10:00 | 24.5 | 155.5 | 0 | 70.4 | 283.9 | 296.5 | 293 | 0.6 | 0
11:00 | 27.1 | 171.7 | 0 | 81.3 | 284.6 | 296.3 | 292.9 | 0.8 | 0
noon | 27.1 | -171.7 | 0 | 79 | 285.1 | 296 | 293.4 | 0.8 | 0
13:00 | 24.5 | -155.5 | 0 | 65.6 | 285.4 | 296.2 | 293.2 | 0.5 | 0
14:00 | 19.7 | -140.4 | 0 | 49.7 | 285.5 | 296.3 | 293 | 0.9 | 0
15:00 | 13 | -126.6 | 0 | 33.4 | 285.3 | 296 | 293 | 0.6 | 0
16:00 | 5.2 | -114 | 0 | 14.6 | 284.7 | 296.3 | 292.6 | 0.5 | 0
17:00 | -3.4 | -102 | 0 | 0.4 | 284.1 | 296.1 | 292.1 | 1 | 0
18:00 | -12.4 | -90.2 | 0 | 0 | 283.5 | 296.1 | 291.9 | 0.9 | 0
19:00 | -21.5 | -78 | 0 | 0 | 283.1 | 296.2 | 291.8 | 0.9 | 0
20:00 | -30.1 | -64.6 | 0 | 0 | 282.8 | 296.2 | 291.8 | 0.9 | 0
21:00 | -37.8 | -49.3 | 0 | 0 | 282.5 | 296 | 291.6 | 0.7 | 0
22:00 | -43.7 | -31.4 | 0 | 0 | 282.4 | 296.4 | 291.4 | 0.9 | 0
23:00 | -47 | -10.8 | 0 | 0 | 282.2 | 295.9 | 291.4 | 0.8 | 0
November
| solar | solar | direct | diffuse | outdoor | indoor | window | heating | blinds
| altitude | azimuth | radiation | radiation | temp. | temp. | temp. | load | closed
| (degrees) | (degrees) | (W-h/m2) | (W-h/m2) | (K) | (K) | (K) | (W-h/m2) | (% time)
midnight | -56.2 | 12.8 | 0 | 0 | 278.9 | 294.1 | 289.1 | 102.2 | 0
1:00 | -52.4 | 36.3 | 0 | 0 | 278.8 | 294.1 | 289.1 | 102.8 | 0
2:00 | -45.8 | 55.6 | 0 | 0 | 278.6 | 294.1 | 289.1 | 108.9 | 0
3:00 | -37.7 | 71.1 | 0 | 0 | 278.5 | 294.1 | 289 | 105.3 | 0
4:00 | -28.8 | 84.3 | 0 | 0 | 278.4 | 294.1 | 289 | 101.2 | 0
5:00 | -19.7 | 96.2 | 0 | 0 | 278.4 | 294.1 | 289 | 104.7 | 0
6:00 | -10.7 | 107.7 | 0 | 0 | 278.3 | 294.1 | 289 | 105 | 0
7:00 | -2.4 | 119.2 | 0 | 1 | 278.2 | 294.1 | 288.9 | 105.6 | 0
8:00 | 5 | 131.2 | 0 | 16 | 278.4 | 296.2 | 289.6 | 1.5 | 0
9:00 | 11.1 | 144.1 | 0 | 30.1 | 278.8 | 294.9 | 291.3 | 3 | 0
10:00 | 15.5 | 157.9 | 0 | 45.9 | 279.2 | 296.5 | 290.9 | 1.3 | 0
11:00 | 17.8 | 172.5 | 0 | 57.8 | 279.7 | 295.7 | 291.3 | 2.5 | 0
noon | 17.8 | -172.5 | 0 | 55.3 | 280.1 | 296 | 291.5 | 1.6 | 0
13:00 | 15.5 | -157.9 | 0 | 47.3 | 280.3 | 296.3 | 290.9 | 1.9 | 0
14:00 | 11.1 | -144.1 | 0 | 30.2 | 280.4 | 295.4 | 291.4 | 2.4 | 0
15:00 | 5 | -131.2 | 0 | 12.9 | 280.2 | 296.1 | 290.9 | 1.3 | 0
16:00 | -2.4 | -119.2 | 0 | 0 | 280 | 295.7 | 290.7 | 2.3 | 0
17:00 | -10.7 | -107.7 | 0 | 0 | 279.7 | 296.1 | 290.7 | 1.6 | 0
18:00 | -19.7 | -96.2 | 0 | 0 | 279.6 | 295.9 | 290.7 | 2.3 | 0
19:00 | -28.8 | -84.3 | 0 | 0 | 279.4 | 295.7 | 290.7 | 1.7 | 0
20:00 | -37.7 | -71.1 | 0 | 0 | 279.4 | 295.9 | 290.4 | 2.3 | 0
21:00 | -45.8 | -55.6 | 0 | 0 | 279.2 | 295.8 | 290.8 | 2 | 0
22:00 | -52.4 | -36.3 | 0 | 0 | 279 | 296.1 | 290.2 | 2.3 | 0
23:00 | -56.2 | -12.8 | 0 | 0 | 278.8 | 295.7 | 290.5 | 2 | 0
December
| solar | solar | direct | diffuse | outdoor | indoor | window | heating | blinds
| altitude | azimuth | radiation | radiation | temp. | temp. | temp. | load | closed
| (degrees) | (degrees) | (W-h/m2) | (W-h/m2) | (K) | (K) | (K) | (W-h/m2) | (% time)
midnight | -60.2 | 13.9 | 0 | 0 | 276.9 | 294.1 | 288.5 | 107 | 0
1:00 | -56.1 | 39.1 | 0 | 0 | 276.8 | 294.1 | 288.5 | 110.6 | 0
2:00 | -49.2 | 58.9 | 0 | 0 | 276.8 | 294.1 | 288.5 | 111 | 0
3:00 | -40.9 | 74.4 | 0 | 0 | 276.8 | 294.1 | 288.5 | 111 | 0
4:00 | -31.9 | 87.4 | 0 | 0 | 276.9 | 294.1 | 288.5 | 108.3 | 0
5:00 | -22.8 | 99.1 | 0 | 0 | 277 | 294.1 | 288.5 | 111.4 | 0
6:00 | -14 | 110.2 | 0 | 0 | 276.9 | 294.1 | 288.5 | 108.5 | 0
7:00 | -5.8 | 121.5 | 0 | 0 | 276.9 | 294.1 | 288.5 | 105.7 | 0
8:00 | 1.4 | 133.2 | 0 | 1.8 | 277.1 | 296.2 | 289 | 1.8 | 0
9:00 | 7.3 | 145.7 | 0 | 14.9 | 277.3 | 294.8 | 290.6 | 3.9 | 0
10:00 | 11.6 | 158.9 | 0 | 28.6 | 277.7 | 296.6 | 290 | 1.9 | 0
11:00 | 13.8 | 172.9 | 0 | 36.8 | 277.9 | 295.4 | 290.9 | 3.5 | 0
noon | 13.8 | -172.9 | 0 | 37.9 | 278.2 | 296.1 | 290.6 | 2 | 0
13:00 | 11.6 | -158.9 | 0 | 29 | 278.4 | 296 | 290 | 2.5 | 0
14:00 | 7.3 | -145.7 | 0 | 18.1 | 278.3 | 295.3 | 290.8 | 2.9 | 0
15:00 | 1.4 | -133.2 | 0 | 4.7 | 278.2 | 296.1 | 290 | 1.8 | 0
16:00 | -5.8 | -121.5 | 0 | 0 | 277.8 | 295.4 | 290.3 | 3.3 | 0
17:00 | -14 | -110.2 | 0 | 0 | 277.7 | 296.2 | 289.9 | 1.9 | 0
18:00 | -22.8 | -99.1 | 0 | 0 | 277.5 | 295.7 | 289.9 | 3.2 | 0
19:00 | -31.9 | -87.4 | 0 | 0 | 277.5 | 296 | 289.9 | 2.2 | 0
20:00 | -40.9 | -74.4 | 0 | 0 | 277.3 | 296 | 289.8 | 2.7 | 0
21:00 | -49.2 | -58.9 | 0 | 0 | 277.1 | 295.8 | 289.9 | 2.4 | 0
22:00 | -56.1 | -39.1 | 0 | 0 | 277.1 | 296.4 | 289.7 | 2.4 | 0
23:00 | -60.2 | -13.9 | 0 | 0 | 277 | 295.7 | 289.6 | 2.9 | 0

## Sheet7
Scenario Three (red)
Tue Dec 03 2019 22:56:15 GMT+0000 (Greenwich Mean Time)
Setup Information:
Building
Location | UK - London
Building length, side A | N/A
Building length, side B | N/A
Simulation Type
Simulation Type | one_sided
Window Description
Typology | dgu_nb
Glazing Type | clear
Window Area | 7%
Wall Description
Insulation R-Value | 99999999.9 m2-K/W
Occupancy
Type | Low-rise Residential
Occupancy Load | 0.000 people per m2
Lighting Requirements | 400 lux
Equipment Load | 0.00 W/m2
Room Ventilation
Air Change Rate per Occupant | 15.0 liters / sec per person
Total Air Change Rate | 0.0 roomfuls per hour
Lighting Control
Lighting Control | lights do not respond to daylight: all lights fully on while building is occupied
Representative Room
Orientation | north
Room Depth | 27 m
Room Width | 5 m
Room Height | 2.2 m
Thermal Mass
Thermal Mass | none
Overhang
Overhang Depth | 0 m
Roof
Roof Type | adiabatic roof
Simulation Results:
Primary Energy Use and CO2 Emissions
| heating | cooling | lighting | total | CO2
| energy | energy | energy | energy | emissions
| (kWh/m2) | (kWh/m2) | (kWh/m2) | (kWh/m2) | (kg/m2)
January | 34 | 0 | 7.3 | 41.3 | 8.3
February | 28.2 | 0 | 6.6 | 34.8 | 7
March | 32.1 | 0 | 7.3 | 39.4 | 7.9
April | 25.7 | 0 | 7.1 | 32.8 | 6.6
May | 18.6 | 0 | 7.3 | 25.9 | 5.2
June | 9.3 | 0 | 7.1 | 16.4 | 3.3
July | 4.2 | 0 | 7.3 | 11.5 | 2.3
August | 4.1 | 0 | 7.3 | 11.4 | 2.3
September | 10 | 0 | 7.1 | 17.1 | 3.4
October | 15.3 | 0 | 7.3 | 22.6 | 4.5
November | 26 | 0 | 7.1 | 33.1 | 6.6
December | 28.3 | 0 | 7.3 | 35.6 | 7.1
Total | 235.8 | 0 | 86.1 | 321.9 | 64.4 | yearly energy
January
| solar | solar | direct | diffuse | outdoor | indoor | window | heating | blinds
| altitude | azimuth | radiation | radiation | temp. | temp. | temp. | load | closed
| (degrees) | (degrees) | (W-h/m2) | (W-h/m2) | (K) | (K) | (K) | (W-h/m2) | (% time)
midnight | -58.1 | 13.3 | 0 | 0 | 275.9 | 294.1 | 288.2 | 134 | 0
1:00 | -54.2 | 37.6 | 0 | 0 | 275.8 | 294.1 | 288.2 | 133.6 | 0
2:00 | -47.5 | 57.1 | 0 | 0 | 275.8 | 294.1 | 288.2 | 132 | 0
3:00 | -39.2 | 72.7 | 0 | 0 | 275.7 | 294.1 | 288.1 | 127.8 | 0
4:00 | -30.2 | 85.8 | 0 | 0 | 275.6 | 294.1 | 288.1 | 130.5 | 0
5:00 | -21.1 | 97.6 | 0 | 0 | 275.6 | 294.1 | 288.1 | 130.4 | 0
6:00 | -12.3 | 108.9 | 0 | 0 | 275.5 | 294.1 | 288.1 | 128 | 0
7:00 | -4 | 120.3 | 0 | 0 | 275.5 | 294.1 | 288.1 | 126.9 | 0
8:00 | 3.3 | 132.2 | 0 | 5.1 | 275.7 | 296.1 | 288.6 | 2.3 | 0
9:00 | 9.3 | 144.9 | 0 | 20.2 | 276.1 | 294.6 | 290.3 | 4.5 | 0
10:00 | 13.6 | 158.4 | 0 | 34.6 | 276.5 | 296.5 | 289.5 | 2 | 0
11:00 | 15.9 | 172.7 | 0 | 40.5 | 276.7 | 295.2 | 290.6 | 3.8 | 0
noon | 15.9 | -172.7 | 0 | 42.7 | 277.2 | 296.4 | 290.3 | 2.1 | 0
13:00 | 13.6 | -158.4 | 0 | 38.1 | 277.6 | 295.9 | 290.1 | 3.5 | 0
14:00 | 9.3 | -144.9 | 0 | 26.7 | 277.5 | 295.6 | 290.4 | 2.8 | 0
15:00 | 3.3 | -132.2 | 0 | 13.2 | 277.3 | 296 | 289.6 | 3.1 | 0
16:00 | -4 | -120.3 | 0 | 0.6 | 277 | 295.5 | 290 | 3.4 | 0
17:00 | -12.3 | -108.9 | 0 | 0 | 276.8 | 296.1 | 289.3 | 3.1 | 0
18:00 | -21.1 | -97.6 | 0 | 0 | 276.5 | 295.2 | 290.1 | 4.8 | 0
19:00 | -30.2 | -85.8 | 0 | 0 | 276.3 | 296.3 | 289.2 | 2.7 | 0
20:00 | -39.2 | -72.7 | 0 | 0 | 276.1 | 295.3 | 289.7 | 4.7 | 0
21:00 | -47.5 | -57.1 | 0 | 0 | 276.1 | 296.5 | 289.2 | 2.4 | 0
22:00 | -54.2 | -37.6 | 0 | 0 | 276 | 295.4 | 289.5 | 4.8 | 0
23:00 | -58.1 | -13.3 | 0 | 0 | 275.9 | 296.2 | 289.1 | 2.9 | 0
February
| solar | solar | direct | diffuse | outdoor | indoor | window | heating | blinds
| altitude | azimuth | radiation | radiation | temp. | temp. | temp. | load | closed
| (degrees) | (degrees) | (W-h/m2) | (W-h/m2) | (K) | (K) | (K) | (W-h/m2) | (% time)
midnight | -50.4 | 11.4 | 0 | 0 | 275.4 | 294.1 | 288 | 114.5 | 0
1:00 | -46.9 | 33 | 0 | 0 | 275.3 | 294.1 | 288 | 109 | 0
2:00 | -40.8 | 51.4 | 0 | 0 | 275.2 | 294.1 | 288 | 113.1 | 0
3:00 | -32.9 | 66.9 | 0 | 0 | 275.2 | 294.1 | 288 | 119.7 | 0
4:00 | -24.2 | 80.2 | 0 | 0 | 275.2 | 294.1 | 288 | 121.7 | 0
5:00 | -15.1 | 92.3 | 0 | 0 | 275.1 | 294.1 | 287.9 | 126.3 | 0
6:00 | -6.1 | 104 | 0 | 0 | 275.1 | 294.1 | 287.9 | 126.1 | 0
7:00 | 2.4 | 115.9 | 0 | 2.3 | 275.1 | 294.1 | 288 | 129.8 | 0
8:00 | 10.1 | 128.3 | 0 | 20.6 | 275.5 | 296.1 | 288.7 | 2.3 | 0
9:00 | 16.5 | 141.8 | 0 | 40.4 | 276.1 | 294.8 | 290.5 | 4 | 0
10:00 | 21.2 | 156.4 | 0 | 55.1 | 276.7 | 296.8 | 289.9 | 2 | 0
11:00 | 23.7 | 172 | 0 | 60.6 | 277.3 | 295.6 | 290.5 | 3.9 | 0
noon | 23.7 | -172 | 0 | 65.1 | 277.9 | 295.9 | 290.9 | 2.5 | 0
13:00 | 21.2 | -156.4 | 0 | 57 | 278.4 | 296.1 | 290.6 | 2.5 | 0
14:00 | 16.5 | -141.8 | 0 | 53.5 | 278.5 | 295.8 | 290.9 | 2.9 | 0
15:00 | 10.1 | -128.3 | 0 | 36 | 278.3 | 296 | 290.4 | 2.6 | 0
16:00 | 2.4 | -115.9 | 0 | 14.5 | 277.7 | 295.6 | 289.9 | 2.8 | 0
17:00 | -6.1 | -104 | 0 | 0.3 | 277.1 | 295.6 | 289.8 | 3.1 | 0
18:00 | -15.1 | -92.3 | 0 | 0 | 276.7 | 295.6 | 289.6 | 2.9 | 0
19:00 | -24.2 | -80.2 | 0 | 0 | 276.3 | 295.8 | 289.8 | 3.7 | 0
20:00 | -32.9 | -66.9 | 0 | 0 | 276 | 296 | 289.2 | 3.2 | 0
21:00 | -40.8 | -51.4 | 0 | 0 | 275.7 | 295.6 | 289.6 | 3.6 | 0
22:00 | -46.9 | -33 | 0 | 0 | 275.5 | 296.2 | 289 | 2.8 | 0
23:00 | -50.4 | -11.4 | 0 | 0 | 275.4 | 295.8 | 289.3 | 3.2 | 0
March
| solar | solar | direct | diffuse | outdoor | indoor | window | heating | blinds
| altitude | azimuth | radiation | radiation | temp. | temp. | temp. | load | closed
| (degrees) | (degrees) | (W-h/m2) | (W-h/m2) | (K) | (K) | (K) | (W-h/m2) | (% time)
midnight | -39 | 9.6 | 0 | 0 | 276.9 | 294.1 | 288.5 | 126.5 | 0
1:00 | -36 | 28.2 | 0 | 0 | 276.8 | 294.1 | 288.5 | 130.4 | 0
2:00 | -30.6 | 45 | 0 | 0 | 276.7 | 294.1 | 288.4 | 134.6 | 0
3:00 | -23.4 | 59.7 | 0 | 0 | 276.5 | 294.1 | 288.4 | 127 | 0
4:00 | -15 | 72.9 | 0 | 0 | 276.3 | 294.1 | 288.3 | 128.3 | 0
5:00 | -6.1 | 85.2 | 0 | 0 | 276.4 | 294.1 | 288.3 | 123.1 | 0
6:00 | 2.9 | 97.1 | 0 | 4.1 | 276.6 | 294.1 | 288.4 | 115.6 | 0
7:00 | 11.8 | 109.3 | 0 | 24.9 | 276.9 | 294.1 | 288.8 | 112.5 | 0
8:00 | 20 | 122.4 | 0 | 48.1 | 277.4 | 296.3 | 289.7 | 1.8 | 0
9:00 | 27 | 136.9 | 0 | 66.7 | 278 | 295 | 291.6 | 2.8 | 0
10:00 | 32.2 | 153.1 | 0 | 85.8 | 278.8 | 296.4 | 291.3 | 1.4 | 0
11:00 | 35.1 | 170.8 | 0 | 100 | 279.8 | 296.3 | 291.3 | 2.1 | 0
noon | 35.1 | -170.8 | 0 | 101.7 | 280.5 | 295.5 | 292.3 | 2 | 0
13:00 | 32.2 | -153.1 | 0 | 93 | 281.2 | 296 | 292.3 | 1.3 | 0
14:00 | 27 | -136.9 | 0 | 79.8 | 281.5 | 295.9 | 291.9 | 1.8 | 0
15:00 | 20 | -122.4 | 0 | 58.9 | 281.4 | 295.8 | 292 | 2 | 0
16:00 | 11.8 | -109.3 | 0 | 34.5 | 280.9 | 296.1 | 291.3 | 1.7 | 0
17:00 | 2.9 | -97.1 | 0 | 15.4 | 280.1 | 295.7 | 290.8 | 2.6 | 0
18:00 | -6.1 | -85.2 | 0 | 0 | 279.4 | 296 | 290.5 | 2 | 0
19:00 | -15 | -72.9 | 0 | 0 | 278.7 | 295.8 | 290.1 | 2.7 | 0
20:00 | -23.4 | -59.7 | 0 | 0 | 278.2 | 296.1 | 290.1 | 2.9 | 0
21:00 | -30.6 | -45 | 0 | 0 | 277.8 | 295.7 | 289.9 | 3.7 | 0
22:00 | -36 | -28.2 | 0 | 0 | 277.3 | 295.7 | 290 | 4.1 | 0
23:00 | -39 | -9.6 | 0 | 0 | 277.1 | 295.8 | 289.7 | 3.5 | 0
April
| solar | solar | direct | diffuse | outdoor | indoor | window | heating | blinds
| altitude | azimuth | radiation | radiation | temp. | temp. | temp. | load | closed
| (degrees) | (degrees) | (W-h/m2) | (W-h/m2) | (K) | (K) | (K) | (W-h/m2) | (% time)
midnight | -27.1 | 8.3 | 0 | 0 | 278.5 | 294.1 | 289 | 103.9 | 0
1:00 | -24.5 | 24.4 | 0 | 0 | 278.2 | 294.1 | 288.9 | 101.9 | 0
2:00 | -19.7 | 39.5 | 0 | 0 | 278 | 294.1 | 288.9 | 103.5 | 0
3:00 | -13.1 | 53.3 | 0 | 0 | 277.7 | 294.1 | 288.8 | 105.5 | 0
4:00 | -5.2 | 66 | 0 | 0 | 277.4 | 294.1 | 288.7 | 104.5 | 0
5:00 | 3.4 | 78 | 3 | 8 | 277.6 | 294.1 | 288.8 | 103.5 | 0
6:00 | 12.4 | 89.8 | 0.4 | 33.9 | 278.1 | 294.1 | 289.2 | 106.9 | 0
7:00 | 21.5 | 102 | 0 | 60.7 | 278.8 | 294.1 | 289.8 | 103.7 | 0
8:00 | 30.1 | 115.3 | 0 | 79.7 | 279.5 | 296.5 | 290.8 | 1.4 | 0
9:00 | 37.7 | 130.6 | 0 | 102.3 | 280.6 | 295.6 | 292.3 | 2.6 | 0
10:00 | 43.7 | 148.5 | 0 | 121.4 | 281.5 | 295.5 | 292.7 | 1.7 | 0
11:00 | 47 | 169.1 | 0 | 133.9 | 282.5 | 296 | 292.8 | 1.2 | 0
noon | 47 | -169.1 | 0 | 135.6 | 283.5 | 296 | 293.2 | 1.1 | 0
13:00 | 43.7 | -148.5 | 0 | 127.4 | 284.2 | 296.1 | 293.6 | 0.9 | 0
14:00 | 37.7 | -130.6 | 0 | 116.3 | 284.7 | 295.5 | 293.5 | 1 | 0
15:00 | 30.1 | -115.3 | 0 | 86.8 | 285 | 296 | 293.5 | 0.7 | 0
16:00 | 21.5 | -102 | 0 | 66.8 | 284.7 | 295.9 | 292.8 | 0.9 | 0
17:00 | 12.4 | -89.8 | 0.5 | 41.3 | 283.9 | 295.8 | 292.5 | 1.1 | 0
18:00 | 3.4 | -78 | 12.3 | 16.4 | 283 | 295.7 | 292.2 | 1.4 | 0
19:00 | -5.2 | -66 | 0 | 0 | 282 | 295.8 | 291.6 | 1.2 | 0
20:00 | -13.1 | -53.3 | 0 | 0 | 281 | 296.2 | 291 | 1.8 | 0
21:00 | -19.7 | -39.5 | 0 | 0 | 280 | 295.8 | 290.7 | 2 | 0
22:00 | -24.5 | -24.4 | 0 | 0 | 279.3 | 296 | 290.3 | 2.2 | 0
23:00 | -27.1 | -8.3 | 0 | 0 | 278.6 | 295.7 | 290.3 | 2.7 | 0
May
| solar | solar | direct | diffuse | outdoor | indoor | window | heating | blinds
| altitude | azimuth | radiation | radiation | temp. | temp. | temp. | load | closed
| (degrees) | (degrees) | (W-h/m2) | (W-h/m2) | (K) | (K) | (K) | (W-h/m2) | (% time)
midnight | -17.9 | 7.4 | 0 | 0 | 281 | 294.1 | 289.8 | 74.3 | 0
1:00 | -15.5 | 22 | 0 | 0 | 280.8 | 294.1 | 289.7 | 74.9 | 0
2:00 | -11.1 | 35.8 | 0 | 0 | 280.5 | 294.1 | 289.7 | 75.3 | 0
3:00 | -5 | 48.7 | 0 | 0 | 280.2 | 294.1 | 289.5 | 73.9 | 0
4:00 | 2.4 | 60.8 | 12.8 | 10.9 | 280.2 | 294.1 | 289.8 | 76.2 | 0
5:00 | 10.7 | 72.3 | 41.5 | 40.6 | 280.5 | 294.1 | 290.5 | 75.8 | 0
6:00 | 19.6 | 83.7 | 18 | 62.9 | 280.9 | 294.1 | 290.6 | 76 | 0
7:00 | 28.7 | 95.6 | 0 | 84.8 | 281.8 | 294.1 | 291 | 67.6 | 0
8:00 | 37.6 | 108.8 | 0 | 101.3 | 282.7 | 296.7 | 292.2 | 0.6 | 0
9:00 | 45.8 | 124.4 | 0 | 131.7 | 283.7 | 296 | 293.1 | 0.9 | 0
10:00 | 52.4 | 143.6 | 0 | 145.9 | 284.8 | 295.4 | 294.3 | 0.7 | 0
11:00 | 56.2 | 167.2 | 0 | 152.2 | 285.8 | 295.9 | 294.5 | 0.3 | 0
noon | 56.2 | -167.2 | 0 | 145.7 | 286.8 | 296.3 | 294.5 | 0.3 | 0
13:00 | 52.4 | -143.6 | 0 | 137.1 | 287.6 | 296.3 | 294.7 | 0.3 | 0
14:00 | 45.8 | -124.4 | 0 | 134.2 | 288 | 296 | 294.9 | 0.3 | 0
15:00 | 37.6 | -108.8 | 0 | 116.3 | 288 | 296.1 | 294.7 | 0.2 | 0
16:00 | 28.7 | -95.6 | 0 | 97.6 | 287.9 | 296.3 | 294.2 | 0.3 | 0
17:00 | 19.6 | -83.7 | 19 | 74.3 | 287.3 | 296 | 294.1 | 0.3 | 0
18:00 | 10.7 | -72.3 | 47.9 | 48.7 | 286.3 | 296 | 293.8 | 0.2 | 0
19:00 | 2.4 | -60.8 | 25.2 | 18.1 | 285.1 | 295.9 | 292.9 | 0.4 | 0
20:00 | -5 | -48.7 | 0 | 0 | 284 | 296.1 | 292.1 | 0.5 | 0
21:00 | -11.1 | -35.8 | 0 | 0 | 283.1 | 296.2 | 291.6 | 0.6 | 0
22:00 | -15.5 | -22 | 0 | 0 | 282.3 | 295.7 | 291.6 | 0.9 | 0
23:00 | -17.9 | -7.4 | 0 | 0 | 281.5 | 295.7 | 291.2 | 1 | 0
June
| solar | solar | direct | diffuse | outdoor | indoor | window | heating | blinds
| altitude | azimuth | radiation | radiation | temp. | temp. | temp. | load | closed
| (degrees) | (degrees) | (W-h/m2) | (W-h/m2) | (K) | (K) | (K) | (W-h/m2) | (% time)
midnight | -13.8 | 7 | 0 | 0 | 284.5 | 294.2 | 291 | 41.5 | 0
1:00 | -11.6 | 21 | 0 | 0 | 284.2 | 294.2 | 290.9 | 40.6 | 0
2:00 | -7.3 | 34.3 | 0 | 0 | 283.9 | 294.2 | 290.8 | 37.3 | 0
3:00 | -1.4 | 46.7 | 0 | 0 | 283.6 | 294.1 | 290.7 | 36.2 | 0
4:00 | 5.8 | 58.4 | 47 | 27.4 | 283.7 | 294.2 | 291.6 | 37.8 | 0
5:00 | 14 | 69.7 | 54.6 | 52.4 | 284.2 | 294.3 | 292.1 | 37.8 | 0
6:00 | 22.8 | 80.8 | 26.7 | 76.8 | 284.6 | 294.3 | 292.1 | 39 | 0
7:00 | 31.9 | 92.5 | 0 | 90.6 | 285.2 | 294.4 | 292.3 | 37.4 | 0
8:00 | 40.9 | 105.5 | 0 | 104.6 | 286.2 | 296.7 | 293.6 | 0.2 | 0
9:00 | 49.2 | 121 | 0 | 130.5 | 287.2 | 296.2 | 294.5 | 0.3 | 0
10:00 | 56.1 | 140.8 | 0 | 140.9 | 288.1 | 296.4 | 295.2 | 0.1 | 0
11:00 | 60.2 | 166 | 0 | 149.1 | 289.1 | 296.8 | 295.4 | 0.2 | 0
noon | 60.2 | -166 | 0 | 150.4 | 290 | 296.8 | 296 | 0.1 | 0
13:00 | 56.1 | -140.8 | 0 | 149.6 | 290.6 | 296.8 | 296.4 | 0.1 | 0
14:00 | 49.2 | -121 | 0 | 133.5 | 291 | 297 | 296.2 | 0 | 0
15:00 | 40.9 | -105.5 | 0 | 111.8 | 291.1 | 296.9 | 296.2 | 0 | 0
16:00 | 31.9 | -92.5 | 0 | 113.1 | 290.9 | 296.6 | 296 | 0.1 | 0
17:00 | 22.8 | -80.8 | 25.1 | 93.4 | 290.2 | 296.7 | 295.5 | 0.1 | 0
18:00 | 14 | -69.7 | 50.8 | 67.2 | 289.3 | 296.4 | 295.2 | 0.2 | 0
19:00 | 5.8 | -58.4 | 47.8 | 41 | 288.3 | 296.3 | 294.5 | 0.2 | 0
20:00 | -1.4 | -46.7 | 0 | 0 | 287.4 | 296.2 | 293.4 | 0.3 | 0
21:00 | -7.3 | -34.3 | 0 | 0 | 286.4 | 296.1 | 293.1 | 0.3 | 0
22:00 | -11.6 | -21 | 0 | 0 | 285.7 | 296 | 292.8 | 0.4 | 0
23:00 | -13.8 | -7 | 0 | 0 | 284.8 | 296.3 | 292.4 | 0.5 | 0
July
| solar | solar | direct | diffuse | outdoor | indoor | window | heating | blinds
| altitude | azimuth | radiation | radiation | temp. | temp. | temp. | load | closed
| (degrees) | (degrees) | (W-h/m2) | (W-h/m2) | (K) | (K) | (K) | (W-h/m2) | (% time)
midnight | -15.9 | 7.2 | 0 | 0 | 286.4 | 295.6 | 292.6 | 15.2 | 0
1:00 | -13.7 | 21.5 | 0 | 0 | 286.1 | 295.5 | 292.4 | 18.6 | 0
2:00 | -9.3 | 35.1 | 0 | 0 | 285.6 | 295.3 | 292.1 | 18.8 | 0
3:00 | -3.3 | 47.8 | 0 | 0 | 285.3 | 295.2 | 292 | 17.1 | 0
4:00 | 4 | 59.7 | 7.4 | 13.9 | 285.5 | 295.2 | 292.2 | 17.6 | 0
5:00 | 12.3 | 71 | 22.1 | 43.4 | 285.8 | 295.2 | 292.8 | 16.2 | 0
6:00 | 21.1 | 82.3 | 12.9 | 72.5 | 286.4 | 295.3 | 293.2 | 16.7 | 0
7:00 | 30.2 | 94.1 | 0 | 90.2 | 286.8 | 295.4 | 293.5 | 14.8 | 0
8:00 | 39.2 | 107.3 | 0 | 107.5 | 287.6 | 297.4 | 294.9 | 0 | 0
9:00 | 47.4 | 122.8 | 0 | 130 | 288.7 | 297.3 | 295.5 | 0 | 0
10:00 | 54.2 | 142.4 | 0 | 152.9 | 289.7 | 297.2 | 296.4 | 0 | 0
11:00 | 58.1 | 166.6 | 0 | 166.1 | 290.7 | 297.3 | 296.8 | 0 | 0
noon | 58.1 | -166.6 | 0 | 174.3 | 291.7 | 298 | 297.2 | 0 | 0
13:00 | 54.2 | -142.4 | 0 | 161.4 | 292.5 | 297.7 | 297.5 | 0 | 0
14:00 | 47.4 | -122.8 | 0 | 145.3 | 292.9 | 297.5 | 297.4 | 0 | 0
15:00 | 39.2 | -107.3 | 0 | 120.5 | 293 | 297.3 | 297.2 | 0 | 0
16:00 | 30.2 | -94.1 | 0 | 114.7 | 292.8 | 297.4 | 296.9 | 0 | 0
17:00 | 21.1 | -82.3 | 18.9 | 91.1 | 292.4 | 297.5 | 296.6 | 0 | 0
18:00 | 12.3 | -71 | 59.5 | 68.5 | 291.5 | 297.4 | 296.6 | 0 | 0
19:00 | 4 | -59.7 | 57.7 | 35.1 | 290.4 | 297.2 | 296 | 0 | 0
20:00 | -3.3 | -47.8 | 0 | 0 | 289.3 | 297 | 294.5 | 0 | 0
21:00 | -9.3 | -35.1 | 0 | 0 | 288.4 | 296.7 | 294.3 | 0 | 0
22:00 | -13.7 | -21.5 | 0 | 0 | 287.5 | 296.9 | 293.9 | 0.1 | 0
23:00 | -15.9 | -7.2 | 0 | 0 | 286.8 | 296.8 | 293.7 | 0 | 0
August
| solar | solar | direct | diffuse | outdoor | indoor | window | heating | blinds
| altitude | azimuth | radiation | radiation | temp. | temp. | temp. | load | closed
| (degrees) | (degrees) | (W-h/m2) | (W-h/m2) | (K) | (K) | (K) | (W-h/m2) | (% time)
midnight | -23.7 | 7.9 | 0 | 0 | 286.4 | 295.2 | 292.3 | 13.2 | 0
1:00 | -21.3 | 23.5 | 0 | 0 | 286 | 295.1 | 292.1 | 14.3 | 0
2:00 | -16.6 | 38.1 | 0 | 0 | 285.9 | 295 | 292 | 15.9 | 0
3:00 | -10.1 | 51.6 | 0 | 0 | 285.4 | 294.9 | 291.8 | 17.1 | 0
4:00 | -2.4 | 64.1 | 0 | 0 | 285.1 | 294.8 | 291.6 | 19.3 | 0
5:00 | 6 | 75.9 | 12.7 | 19 | 285.3 | 294.8 | 292 | 18.5 | 0
6:00 | 15.1 | 87.6 | 5.8 | 45.6 | 285.9 | 294.9 | 292.4 | 17.6 | 0
7:00 | 24.2 | 99.7 | 0 | 76 | 286.5 | 295 | 293 | 17.7 | 0
8:00 | 32.9 | 113.1 | 0 | 96.4 | 287.3 | 297 | 294.5 | 0 | 0
9:00 | 40.7 | 128.5 | 0 | 119 | 288.2 | 296.9 | 295.3 | 0 | 0
10:00 | 46.9 | 146.9 | 0 | 144.3 | 289.3 | 296.8 | 296 | 0 | 0
11:00 | 50.3 | 168.5 | 0 | 156.9 | 290.4 | 297.1 | 296.4 | 0 | 0
noon | 50.3 | -168.5 | 0 | 169.1 | 291.3 | 297.2 | 297 | 0 | 0
13:00 | 46.9 | -146.9 | 0 | 150.2 | 292 | 297.3 | 297.1 | 0 | 0
14:00 | 40.7 | -128.5 | 0 | 130.8 | 292.5 | 297.3 | 297.1 | 0 | 0
15:00 | 32.9 | -113.1 | 0 | 103.7 | 292.6 | 297.4 | 296.9 | 0 | 0
16:00 | 24.2 | -99.7 | 0 | 76.7 | 292.2 | 297.3 | 296.5 | 0 | 0
17:00 | 15.1 | -87.6 | 6.3 | 56.4 | 291.7 | 297.3 | 296.1 | 0 | 0
18:00 | 6 | -75.9 | 24.9 | 35.1 | 290.9 | 297.3 | 295.7 | 0 | 0
19:00 | -2.4 | -64.1 | 0 | 6 | 289.9 | 297 | 294.9 | 0 | 0
20:00 | -10.1 | -51.6 | 0 | 0 | 289 | 297.3 | 294.5 | 0 | 0
21:00 | -16.6 | -38.1 | 0 | 0 | 288.1 | 297 | 294.1 | 0.1 | 0
22:00 | -21.3 | -23.5 | 0 | 0 | 287.3 | 297.1 | 293.5 | 0 | 0
23:00 | -23.7 | -7.9 | 0 | 0 | 286.6 | 296.8 | 293.3 | 0.1 | 0
September
| solar | solar | direct | diffuse | outdoor | indoor | window | heating | blinds
| altitude | azimuth | radiation | radiation | temp. | temp. | temp. | load | closed
| (degrees) | (degrees) | (W-h/m2) | (W-h/m2) | (K) | (K) | (K) | (W-h/m2) | (% time)
midnight | -35.1 | 9.1 | 0 | 0 | 284.9 | 295.3 | 291.9 | 41.8 | 0
1:00 | -32.3 | 26.9 | 0 | 0 | 284.8 | 295.2 | 291.8 | 41.7 | 0
2:00 | -27.1 | 43.1 | 0 | 0 | 284.5 | 295.1 | 291.6 | 41.2 | 0
3:00 | -20 | 57.5 | 0 | 0 | 284.3 | 295 | 291.5 | 40.6 | 0
4:00 | -11.8 | 70.6 | 0 | 0 | 284.1 | 294.9 | 291.4 | 41.3 | 0
5:00 | -3 | 82.8 | 0 | 0.3 | 284 | 294.9 | 291.3 | 43.4 | 0
6:00 | 6 | 94.7 | 0 | 19.9 | 284.3 | 294.8 | 291.6 | 41.5 | 0
7:00 | 15 | 107 | 0 | 44.4 | 284.7 | 294.9 | 292 | 36.7 | 0
8:00 | 23.3 | 120.2 | 0 | 67.9 | 285.4 | 297 | 293.4 | 0.4 | 0
9:00 | 30.6 | 135 | 0 | 89.9 | 286.1 | 296.6 | 294.5 | 0.6 | 0
10:00 | 36 | 151.7 | 0 | 104.9 | 286.8 | 296.7 | 294.6 | 0.3 | 0
11:00 | 39 | 170.3 | 0 | 105.9 | 287.6 | 297 | 294.8 | 0.2 | 0
noon | 39 | -170.3 | 0 | 104.9 | 288.3 | 296.9 | 295.1 | 0.1 | 0
13:00 | 36 | -151.7 | 0 | 101.4 | 288.9 | 296.8 | 295.4 | 0.1 | 0
14:00 | 30.6 | -135 | 0 | 92.6 | 289.4 | 296.9 | 295.5 | 0.2 | 0
15:00 | 23.3 | -120.2 | 0 | 73.2 | 289.5 | 297 | 295.3 | 0.1 | 0
16:00 | 15 | -107 | 0 | 44.6 | 289.3 | 297 | 294.8 | 0.1 | 0
17:00 | 6 | -94.7 | 0 | 23.9 | 288.6 | 296.9 | 294.3 | 0.1 | 0
18:00 | -3 | -82.8 | 0 | 2.4 | 287.8 | 296.8 | 294 | 0.3 | 0
19:00 | -11.8 | -70.6 | 0 | 0 | 287.1 | 296.9 | 293.7 | 0.4 | 0
20:00 | -20 | -57.5 | 0 | 0 | 286.5 | 296.9 | 293.5 | 0.7 | 0
21:00 | -27.1 | -43.1 | 0 | 0 | 285.9 | 296.6 | 293 | 0.7 | 0
22:00 | -32.3 | -26.9 | 0 | 0 | 285.3 | 296.8 | 292.7 | 0.7 | 0
23:00 | -35.1 | -9.1 | 0 | 0 | 285 | 296.6 | 292.9 | 0.8 | 0
October
| solar | solar | direct | diffuse | outdoor | indoor | window | heating | blinds
| altitude | azimuth | radiation | radiation | temp. | temp. | temp. | load | closed
| (degrees) | (degrees) | (W-h/m2) | (W-h/m2) | (K) | (K) | (K) | (W-h/m2) | (% time)
midnight | -47 | 10.8 | 0 | 0 | 282.1 | 294.4 | 290.4 | 56.9 | 0
1:00 | -43.7 | 31.4 | 0 | 0 | 282.1 | 294.4 | 290.3 | 55.8 | 0
2:00 | -37.8 | 49.3 | 0 | 0 | 282 | 294.3 | 290.3 | 57.2 | 0
3:00 | -30.1 | 64.6 | 0 | 0 | 281.8 | 294.3 | 290.2 | 58.1 | 0
4:00 | -21.5 | 78 | 0 | 0 | 281.8 | 294.3 | 290.2 | 59.6 | 0
5:00 | -12.4 | 90.2 | 0 | 0 | 281.7 | 294.3 | 290.1 | 64.3 | 0
6:00 | -3.4 | 102 | 0 | 0.8 | 281.8 | 294.2 | 290.1 | 65.1 | 0
7:00 | 5.2 | 114 | 0 | 16.8 | 282.2 | 294.2 | 290.5 | 64 | 0
8:00 | 13 | 126.6 | 0 | 37.6 | 282.6 | 296.5 | 291.6 | 0.6 | 0
9:00 | 19.7 | 140.4 | 0 | 61.3 | 283.3 | 295.7 | 293 | 1.2 | 0
10:00 | 24.5 | 155.5 | 0 | 70.4 | 283.9 | 296.5 | 293 | 0.6 | 0
11:00 | 27.1 | 171.7 | 0 | 81.3 | 284.6 | 296.4 | 292.9 | 0.8 | 0
noon | 27.1 | -171.7 | 0 | 79 | 285.1 | 296 | 293.4 | 0.9 | 0
13:00 | 24.5 | -155.5 | 0 | 65.6 | 285.4 | 296.1 | 293.2 | 0.6 | 0
14:00 | 19.7 | -140.4 | 0 | 49.7 | 285.5 | 296.2 | 293.1 | 0.8 | 0
15:00 | 13 | -126.6 | 0 | 33.4 | 285.3 | 296 | 292.9 | 0.6 | 0
16:00 | 5.2 | -114 | 0 | 14.6 | 284.7 | 296 | 292.7 | 0.5 | 0
17:00 | -3.4 | -102 | 0 | 0.4 | 284.1 | 296.3 | 292.2 | 0.9 | 0
18:00 | -12.4 | -90.2 | 0 | 0 | 283.5 | 296 | 291.9 | 1 | 0
19:00 | -21.5 | -78 | 0 | 0 | 283.1 | 296.1 | 291.8 | 0.8 | 0
20:00 | -30.1 | -64.6 | 0 | 0 | 282.8 | 296.4 | 291.6 | 0.8 | 0
21:00 | -37.8 | -49.3 | 0 | 0 | 282.5 | 295.7 | 291.7 | 0.9 | 0
22:00 | -43.7 | -31.4 | 0 | 0 | 282.4 | 296.3 | 291.5 | 0.8 | 0
23:00 | -47 | -10.8 | 0 | 0 | 282.2 | 296 | 291.6 | 0.9 | 0
November
| solar | solar | direct | diffuse | outdoor | indoor | window | heating | blinds
| altitude | azimuth | radiation | radiation | temp. | temp. | temp. | load | closed
| (degrees) | (degrees) | (W-h/m2) | (W-h/m2) | (K) | (K) | (K) | (W-h/m2) | (% time)
midnight | -56.2 | 12.8 | 0 | 0 | 278.9 | 294.1 | 289.1 | 102.2 | 0
1:00 | -52.4 | 36.3 | 0 | 0 | 278.8 | 294.1 | 289.1 | 102.8 | 0
2:00 | -45.8 | 55.6 | 0 | 0 | 278.6 | 294.1 | 289.1 | 108.9 | 0
3:00 | -37.7 | 71.1 | 0 | 0 | 278.5 | 294.1 | 289 | 105.3 | 0
4:00 | -28.8 | 84.3 | 0 | 0 | 278.4 | 294.1 | 289 | 101.2 | 0
5:00 | -19.7 | 96.2 | 0 | 0 | 278.4 | 294.1 | 289 | 104.7 | 0
6:00 | -10.7 | 107.7 | 0 | 0 | 278.3 | 294.1 | 289 | 105 | 0
7:00 | -2.4 | 119.2 | 0 | 1 | 278.2 | 294.1 | 288.9 | 105.7 | 0
8:00 | 5 | 131.2 | 0 | 16 | 278.4 | 296.2 | 289.6 | 1.6 | 0
9:00 | 11.1 | 144.1 | 0 | 30.1 | 278.8 | 294.8 | 291.3 | 3 | 0
10:00 | 15.5 | 157.9 | 0 | 45.9 | 279.2 | 296.4 | 290.8 | 1.3 | 0
11:00 | 17.8 | 172.5 | 0 | 57.8 | 279.7 | 295.6 | 291.5 | 2.5 | 0
noon | 17.8 | -172.5 | 0 | 55.3 | 280.1 | 296.2 | 291.4 | 1.4 | 0
13:00 | 15.5 | -157.9 | 0 | 47.3 | 280.3 | 296 | 291.1 | 2 | 0
14:00 | 11.1 | -144.1 | 0 | 30.2 | 280.4 | 295.7 | 291.5 | 2.2 | 0
15:00 | 5 | -131.2 | 0 | 12.9 | 280.2 | 296.2 | 290.6 | 1.4 | 0
16:00 | -2.4 | -119.2 | 0 | 0 | 280 | 295.3 | 290.9 | 2.3 | 0
17:00 | -10.7 | -107.7 | 0 | 0 | 279.7 | 296.2 | 290.6 | 1.4 | 0
18:00 | -19.7 | -96.2 | 0 | 0 | 279.6 | 295.5 | 290.7 | 2.6 | 0
19:00 | -28.8 | -84.3 | 0 | 0 | 279.4 | 296.3 | 290.5 | 1.4 | 0
20:00 | -37.7 | -71.1 | 0 | 0 | 279.4 | 295.8 | 290.5 | 2.7 | 0
21:00 | -45.8 | -55.6 | 0 | 0 | 279.2 | 296 | 290.4 | 1.7 | 0
22:00 | -52.4 | -36.3 | 0 | 0 | 279 | 296 | 290.3 | 2.5 | 0
23:00 | -56.2 | -12.8 | 0 | 0 | 278.8 | 295.7 | 290.4 | 2 | 0
December
| solar | solar | direct | diffuse | outdoor | indoor | window | heating | blinds
| altitude | azimuth | radiation | radiation | temp. | temp. | temp. | load | closed
| (degrees) | (degrees) | (W-h/m2) | (W-h/m2) | (K) | (K) | (K) | (W-h/m2) | (% time)
midnight | -60.2 | 13.9 | 0 | 0 | 276.9 | 294.1 | 288.5 | 106.9 | 0
1:00 | -56.1 | 39.1 | 0 | 0 | 276.8 | 294.1 | 288.5 | 110.7 | 0
2:00 | -49.2 | 58.9 | 0 | 0 | 276.8 | 294.1 | 288.5 | 111 | 0
3:00 | -40.9 | 74.4 | 0 | 0 | 276.8 | 294.1 | 288.5 | 111 | 0
4:00 | -31.9 | 87.4 | 0 | 0 | 276.9 | 294.1 | 288.5 | 108.4 | 0
5:00 | -22.8 | 99.1 | 0 | 0 | 277 | 294.1 | 288.5 | 111.4 | 0
6:00 | -14 | 110.2 | 0 | 0 | 276.9 | 294.1 | 288.5 | 108.5 | 0
7:00 | -5.8 | 121.5 | 0 | 0 | 276.9 | 294.1 | 288.5 | 105.8 | 0
8:00 | 1.4 | 133.2 | 0 | 1.8 | 277.1 | 296.2 | 289 | 1.8 | 0
9:00 | 7.3 | 145.7 | 0 | 14.9 | 277.3 | 294.7 | 290.5 | 3.9 | 0
10:00 | 11.6 | 158.9 | 0 | 28.6 | 277.7 | 296.5 | 289.9 | 1.9 | 0
11:00 | 13.8 | 172.9 | 0 | 36.8 | 277.9 | 295.2 | 291.1 | 3.5 | 0
noon | 13.8 | -172.9 | 0 | 37.9 | 278.2 | 296.3 | 290.5 | 1.8 | 0
13:00 | 11.6 | -158.9 | 0 | 29 | 278.4 | 295.9 | 290.3 | 2.7 | 0
14:00 | 7.3 | -145.7 | 0 | 18.1 | 278.3 | 295.7 | 290.7 | 2.4 | 0
15:00 | 1.4 | -133.2 | 0 | 4.7 | 278.2 | 296.1 | 289.9 | 2.3 | 0
16:00 | -5.8 | -121.5 | 0 | 0 | 277.8 | 295.9 | 290.2 | 2.8 | 0
17:00 | -14 | -110.2 | 0 | 0 | 277.7 | 296 | 289.7 | 2.3 | 0
18:00 | -22.8 | -99.1 | 0 | 0 | 277.5 | 295.4 | 290.1 | 3.3 | 0
19:00 | -31.9 | -87.4 | 0 | 0 | 277.5 | 296 | 289.9 | 2 | 0
20:00 | -40.9 | -74.4 | 0 | 0 | 277.3 | 295.5 | 289.8 | 3.1 | 0
21:00 | -49.2 | -58.9 | 0 | 0 | 277.1 | 296 | 289.8 | 1.9 | 0
22:00 | -56.1 | -39.1 | 0 | 0 | 277.1 | 295.6 | 289.6 | 2.9 | 0
23:00 | -60.2 | -13.9 | 0 | 0 | 277 | 295.8 | 289.9 | 2.5 | 0

## Sheet8
Scenario Four (green)
Tue Dec 03 2019 22:56:33 GMT+0000 (Greenwich Mean Time)
Setup Information:
Building
Location | UK - London
Building length, side A | N/A
Building length, side B | N/A
Simulation Type
Simulation Type | one_sided
Window Description
Typology | dgu_nb
Glazing Type | clear
Window Area | 8%
Wall Description
Insulation R-Value | 99999999.9 m2-K/W
Occupancy
Type | Low-rise Residential
Occupancy Load | 0.000 people per m2
Lighting Requirements | 400 lux
Equipment Load | 0.00 W/m2
Room Ventilation
Air Change Rate per Occupant | 15.0 liters / sec per person
Total Air Change Rate | 0.0 roomfuls per hour
Lighting Control
Lighting Control | lights do not respond to daylight: all lights fully on while building is occupied
Representative Room
Orientation | north
Room Depth | 27 m
Room Width | 5 m
Room Height | 2.2 m
Thermal Mass
Thermal Mass | none
Overhang
Overhang Depth | 0 m
Roof
Roof Type | adiabatic roof
Simulation Results:
Primary Energy Use and CO2 Emissions
| heating | cooling | lighting | total | CO2
| energy | energy | energy | energy | emissions
| (kWh/m2) | (kWh/m2) | (kWh/m2) | (kWh/m2) | (kg/m2)
January | 34 | 0 | 7.3 | 41.3 | 8.3
February | 28.2 | 0 | 6.6 | 34.8 | 7
March | 32.1 | 0 | 7.3 | 39.4 | 7.9
April | 25.7 | 0 | 7.1 | 32.8 | 6.6
May | 18.7 | 0 | 7.3 | 26 | 5.2
June | 9.3 | 0 | 7.1 | 16.4 | 3.3
July | 4.2 | 0 | 7.3 | 11.5 | 2.3
August | 4.1 | 0 | 7.3 | 11.4 | 2.3
September | 10 | 0 | 7.1 | 17.1 | 3.4
October | 15.3 | 0 | 7.3 | 22.6 | 4.5
November | 26 | 0 | 7.1 | 33.1 | 6.6
December | 28.3 | 0 | 7.3 | 35.6 | 7.1
Total | 235.9 | 0 | 86.1 | 322 | 64.4 | yearly energy
January
| solar | solar | direct | diffuse | outdoor | indoor | window | heating | blinds
| altitude | azimuth | radiation | radiation | temp. | temp. | temp. | load | closed
| (degrees) | (degrees) | (W-h/m2) | (W-h/m2) | (K) | (K) | (K) | (W-h/m2) | (% time)
midnight | -58.1 | 13.3 | 0 | 0 | 275.9 | 294.1 | 288.2 | 134.1 | 0
1:00 | -54.2 | 37.6 | 0 | 0 | 275.8 | 294.1 | 288.2 | 133.6 | 0
2:00 | -47.5 | 57.1 | 0 | 0 | 275.8 | 294.1 | 288.2 | 132 | 0
3:00 | -39.2 | 72.7 | 0 | 0 | 275.7 | 294.1 | 288.1 | 127.9 | 0
4:00 | -30.2 | 85.8 | 0 | 0 | 275.6 | 294.1 | 288.1 | 130.6 | 0
5:00 | -21.1 | 97.6 | 0 | 0 | 275.6 | 294.1 | 288.1 | 130.4 | 0
6:00 | -12.3 | 108.9 | 0 | 0 | 275.5 | 294.1 | 288.1 | 128.1 | 0
7:00 | -4 | 120.3 | 0 | 0 | 275.5 | 294.1 | 288.1 | 126.9 | 0
8:00 | 3.3 | 132.2 | 0 | 5.1 | 275.7 | 296 | 288.5 | 2.3 | 0
9:00 | 9.3 | 144.9 | 0 | 20.2 | 276.1 | 294.6 | 290.1 | 4.3 | 0
10:00 | 13.6 | 158.4 | 0 | 34.6 | 276.5 | 296.4 | 289.5 | 2 | 0
11:00 | 15.9 | 172.7 | 0 | 40.5 | 276.7 | 295 | 290.6 | 3.8 | 0
noon | 15.9 | -172.7 | 0 | 42.7 | 277.2 | 296.6 | 290.2 | 2.1 | 0
13:00 | 13.6 | -158.4 | 0 | 38.1 | 277.6 | 295.7 | 290.2 | 3.6 | 0
14:00 | 9.3 | -144.9 | 0 | 26.7 | 277.5 | 295.9 | 290.3 | 2.6 | 0
15:00 | 3.3 | -132.2 | 0 | 13.2 | 277.3 | 295.7 | 289.9 | 3.4 | 0
16:00 | -4 | -120.3 | 0 | 0.6 | 277 | 295.5 | 290 | 3 | 0
17:00 | -12.3 | -108.9 | 0 | 0 | 276.8 | 295.9 | 289.5 | 3.6 | 0
18:00 | -21.1 | -97.6 | 0 | 0 | 276.5 | 295.6 | 289.7 | 4.1 | 0
19:00 | -30.2 | -85.8 | 0 | 0 | 276.3 | 296 | 289.3 | 3.4 | 0
20:00 | -39.2 | -72.7 | 0 | 0 | 276.1 | 295.5 | 289.7 | 3.9 | 0
21:00 | -47.5 | -57.1 | 0 | 0 | 276.1 | 296 | 289.4 | 3 | 0
22:00 | -54.2 | -37.6 | 0 | 0 | 276 | 295.4 | 289.6 | 4 | 0
23:00 | -58.1 | -13.3 | 0 | 0 | 275.9 | 296.1 | 289.3 | 3.3 | 0
February
| solar | solar | direct | diffuse | outdoor | indoor | window | heating | blinds
| altitude | azimuth | radiation | radiation | temp. | temp. | temp. | load | closed
| (degrees) | (degrees) | (W-h/m2) | (W-h/m2) | (K) | (K) | (K) | (W-h/m2) | (% time)
midnight | -50.4 | 11.4 | 0 | 0 | 275.4 | 294.1 | 288 | 114.3 | 0
1:00 | -46.9 | 33 | 0 | 0 | 275.3 | 294.1 | 288 | 109 | 0
2:00 | -40.8 | 51.4 | 0 | 0 | 275.2 | 294.1 | 288 | 113.2 | 0
3:00 | -32.9 | 66.9 | 0 | 0 | 275.2 | 294.1 | 288 | 119.7 | 0
4:00 | -24.2 | 80.2 | 0 | 0 | 275.2 | 294.1 | 288 | 121.7 | 0
5:00 | -15.1 | 92.3 | 0 | 0 | 275.1 | 294.1 | 287.9 | 126.4 | 0
6:00 | -6.1 | 104 | 0 | 0 | 275.1 | 294.1 | 287.9 | 126.2 | 0
7:00 | 2.4 | 115.9 | 0 | 2.3 | 275.1 | 294.1 | 288 | 129.9 | 0
8:00 | 10.1 | 128.3 | 0 | 20.6 | 275.5 | 296.1 | 288.7 | 2.3 | 0
9:00 | 16.5 | 141.8 | 0 | 40.4 | 276.1 | 294.7 | 290.5 | 4 | 0
10:00 | 21.2 | 156.4 | 0 | 55.1 | 276.7 | 296.7 | 289.9 | 2 | 0
11:00 | 23.7 | 172 | 0 | 60.6 | 277.3 | 295.6 | 290.6 | 3.9 | 0
noon | 23.7 | -172 | 0 | 65.1 | 277.9 | 296 | 290.9 | 2.4 | 0
13:00 | 21.2 | -156.4 | 0 | 57 | 278.4 | 296 | 290.8 | 2.6 | 0
14:00 | 16.5 | -141.8 | 0 | 53.5 | 278.5 | 295.9 | 290.9 | 2.7 | 0
15:00 | 10.1 | -128.3 | 0 | 36 | 278.3 | 296 | 290.4 | 2.7 | 0
16:00 | 2.4 | -115.9 | 0 | 14.5 | 277.7 | 295.5 | 290 | 2.8 | 0
17:00 | -6.1 | -104 | 0 | 0.3 | 277.1 | 296 | 289.6 | 2.9 | 0
18:00 | -15.1 | -92.3 | 0 | 0 | 276.7 | 295.5 | 289.6 | 3 | 0
19:00 | -24.2 | -80.2 | 0 | 0 | 276.3 | 296 | 289.5 | 3.5 | 0
20:00 | -32.9 | -66.9 | 0 | 0 | 276 | 295.8 | 289.3 | 3.2 | 0
21:00 | -40.8 | -51.4 | 0 | 0 | 275.7 | 295.9 | 289.5 | 3.4 | 0
22:00 | -46.9 | -33 | 0 | 0 | 275.5 | 295.9 | 289.3 | 2.9 | 0
23:00 | -50.4 | -11.4 | 0 | 0 | 275.4 | 296.1 | 289.1 | 3 | 0
March
| solar | solar | direct | diffuse | outdoor | indoor | window | heating | blinds
| altitude | azimuth | radiation | radiation | temp. | temp. | temp. | load | closed
| (degrees) | (degrees) | (W-h/m2) | (W-h/m2) | (K) | (K) | (K) | (W-h/m2) | (% time)
midnight | -39 | 9.6 | 0 | 0 | 276.9 | 294.1 | 288.5 | 126.6 | 0
1:00 | -36 | 28.2 | 0 | 0 | 276.8 | 294.1 | 288.5 | 130.4 | 0
2:00 | -30.6 | 45 | 0 | 0 | 276.7 | 294.1 | 288.4 | 134.6 | 0
3:00 | -23.4 | 59.7 | 0 | 0 | 276.5 | 294.1 | 288.4 | 127 | 0
4:00 | -15 | 72.9 | 0 | 0 | 276.3 | 294.1 | 288.3 | 128.3 | 0
5:00 | -6.1 | 85.2 | 0 | 0 | 276.4 | 294.1 | 288.3 | 123.1 | 0
6:00 | 2.9 | 97.1 | 0 | 4.1 | 276.6 | 294.1 | 288.4 | 115.6 | 0
7:00 | 11.8 | 109.3 | 0 | 24.9 | 276.9 | 294.1 | 288.8 | 112.5 | 0
8:00 | 20 | 122.4 | 0 | 48.1 | 277.4 | 296.3 | 289.7 | 1.8 | 0
9:00 | 27 | 136.9 | 0 | 66.7 | 278 | 295 | 291.6 | 2.8 | 0
10:00 | 32.2 | 153.1 | 0 | 85.8 | 278.8 | 296.3 | 291.3 | 1.5 | 0
11:00 | 35.1 | 170.8 | 0 | 100 | 279.8 | 296.2 | 291.4 | 2.1 | 0
noon | 35.1 | -170.8 | 0 | 101.7 | 280.5 | 295.5 | 292.2 | 1.9 | 0
13:00 | 32.2 | -153.1 | 0 | 93 | 281.2 | 295.8 | 292.1 | 1.3 | 0
14:00 | 27 | -136.9 | 0 | 79.8 | 281.5 | 296 | 292 | 1.7 | 0
15:00 | 20 | -122.4 | 0 | 58.9 | 281.4 | 295.9 | 291.9 | 1.8 | 0
16:00 | 11.8 | -109.3 | 0 | 34.5 | 280.9 | 296 | 291.5 | 1.9 | 0
17:00 | 2.9 | -97.1 | 0 | 15.4 | 280.1 | 295.7 | 290.8 | 2.5 | 0
18:00 | -6.1 | -85.2 | 0 | 0 | 279.4 | 295.8 | 290.6 | 2.3 | 0
19:00 | -15 | -72.9 | 0 | 0 | 278.7 | 295.7 | 290.4 | 2.5 | 0
20:00 | -23.4 | -59.7 | 0 | 0 | 278.2 | 295.8 | 290.2 | 3.2 | 0
21:00 | -30.6 | -45 | 0 | 0 | 277.8 | 295.8 | 290 | 3.5 | 0
22:00 | -36 | -28.2 | 0 | 0 | 277.3 | 296 | 289.9 | 3.7 | 0
23:00 | -39 | -9.6 | 0 | 0 | 277.1 | 295.8 | 289.9 | 3.9 | 0
April
| solar | solar | direct | diffuse | outdoor | indoor | window | heating | blinds
| altitude | azimuth | radiation | radiation | temp. | temp. | temp. | load | closed
| (degrees) | (degrees) | (W-h/m2) | (W-h/m2) | (K) | (K) | (K) | (W-h/m2) | (% time)
midnight | -27.1 | 8.3 | 0 | 0 | 278.5 | 294.1 | 289 | 103.9 | 0
1:00 | -24.5 | 24.4 | 0 | 0 | 278.2 | 294.1 | 288.9 | 101.9 | 0
2:00 | -19.7 | 39.5 | 0 | 0 | 278 | 294.1 | 288.9 | 103.6 | 0
3:00 | -13.1 | 53.3 | 0 | 0 | 277.7 | 294.1 | 288.8 | 105.6 | 0
4:00 | -5.2 | 66 | 0 | 0 | 277.4 | 294.1 | 288.7 | 104.5 | 0
5:00 | 3.4 | 78 | 3 | 8 | 277.6 | 294.1 | 288.8 | 103.5 | 0
6:00 | 12.4 | 89.8 | 0.4 | 33.9 | 278.1 | 294.1 | 289.2 | 106.9 | 0
7:00 | 21.5 | 102 | 0 | 60.7 | 278.8 | 294.1 | 289.8 | 103.7 | 0
8:00 | 30.1 | 115.3 | 0 | 79.7 | 279.5 | 296.6 | 290.8 | 1.4 | 0
9:00 | 37.7 | 130.6 | 0 | 102.3 | 280.6 | 295.6 | 292 | 2.6 | 0
10:00 | 43.7 | 148.5 | 0 | 121.4 | 281.5 | 295.6 | 292.7 | 1.7 | 0
11:00 | 47 | 169.1 | 0 | 133.9 | 282.5 | 296 | 292.8 | 1.2 | 0
noon | 47 | -169.1 | 0 | 135.6 | 283.5 | 296 | 293.2 | 1.1 | 0
13:00 | 43.7 | -148.5 | 0 | 127.4 | 284.2 | 296.3 | 293.5 | 0.9 | 0
14:00 | 37.7 | -130.6 | 0 | 116.3 | 284.7 | 295.8 | 293.4 | 1 | 0
15:00 | 30.1 | -115.3 | 0 | 86.8 | 285 | 296 | 293.5 | 0.7 | 0
16:00 | 21.5 | -102 | 0 | 66.8 | 284.7 | 295.8 | 292.8 | 0.9 | 0
17:00 | 12.4 | -89.8 | 0.5 | 41.3 | 283.9 | 295.7 | 292.5 | 1.1 | 0
18:00 | 3.4 | -78 | 12.3 | 16.4 | 283 | 295.9 | 292.1 | 1.2 | 0
19:00 | -5.2 | -66 | 0 | 0 | 282 | 296 | 291.6 | 1.3 | 0
20:00 | -13.1 | -53.3 | 0 | 0 | 281 | 296.1 | 290.9 | 1.7 | 0
21:00 | -19.7 | -39.5 | 0 | 0 | 280 | 296 | 290.7 | 2 | 0
22:00 | -24.5 | -24.4 | 0 | 0 | 279.3 | 296.1 | 290.2 | 2 | 0
23:00 | -27.1 | -8.3 | 0 | 0 | 278.6 | 295.8 | 290.4 | 3.1 | 0
May
| solar | solar | direct | diffuse | outdoor | indoor | window | heating | blinds
| altitude | azimuth | radiation | radiation | temp. | temp. | temp. | load | closed
| (degrees) | (degrees) | (W-h/m2) | (W-h/m2) | (K) | (K) | (K) | (W-h/m2) | (% time)
midnight | -17.9 | 7.4 | 0 | 0 | 281 | 294.1 | 289.8 | 74.4 | 0
1:00 | -15.5 | 22 | 0 | 0 | 280.8 | 294.1 | 289.7 | 74.9 | 0
2:00 | -11.1 | 35.8 | 0 | 0 | 280.5 | 294.1 | 289.7 | 75.3 | 0
3:00 | -5 | 48.7 | 0 | 0 | 280.2 | 294.1 | 289.5 | 73.9 | 0
4:00 | 2.4 | 60.8 | 12.8 | 10.9 | 280.2 | 294.1 | 289.8 | 76.2 | 0
5:00 | 10.7 | 72.3 | 41.5 | 40.6 | 280.5 | 294.1 | 290.5 | 75.8 | 0
6:00 | 19.6 | 83.7 | 18 | 62.9 | 280.9 | 294.1 | 290.6 | 76 | 0
7:00 | 28.7 | 95.6 | 0 | 84.8 | 281.8 | 294.1 | 291 | 67.6 | 0
8:00 | 37.6 | 108.8 | 0 | 101.3 | 282.7 | 296.8 | 292.2 | 0.5 | 0
9:00 | 45.8 | 124.4 | 0 | 131.7 | 283.7 | 296 | 293.1 | 0.9 | 0
10:00 | 52.4 | 143.6 | 0 | 145.9 | 284.8 | 295.5 | 294.2 | 0.7 | 0
11:00 | 56.2 | 167.2 | 0 | 152.2 | 285.8 | 296 | 294.5 | 0.3 | 0
noon | 56.2 | -167.2 | 0 | 145.7 | 286.8 | 296.3 | 294.5 | 0.3 | 0
13:00 | 52.4 | -143.6 | 0 | 137.1 | 287.6 | 296.1 | 294.8 | 0.3 | 0
14:00 | 45.8 | -124.4 | 0 | 134.2 | 288 | 295.9 | 295.2 | 0.3 | 0
15:00 | 37.6 | -108.8 | 0 | 116.3 | 288 | 296.2 | 294.8 | 0.2 | 0
16:00 | 28.7 | -95.6 | 0 | 97.6 | 287.9 | 296.2 | 294.4 | 0.3 | 0
17:00 | 19.6 | -83.7 | 19 | 74.3 | 287.3 | 296 | 294 | 0.3 | 0
18:00 | 10.7 | -72.3 | 47.9 | 48.7 | 286.3 | 295.8 | 293.9 | 0.2 | 0
19:00 | 2.4 | -60.8 | 25.2 | 18.1 | 285.1 | 296.2 | 292.9 | 0.4 | 0
20:00 | -5 | -48.7 | 0 | 0 | 284 | 296.1 | 292.1 | 0.5 | 0
21:00 | -11.1 | -35.8 | 0 | 0 | 283.1 | 296.1 | 291.6 | 0.6 | 0
22:00 | -15.5 | -22 | 0 | 0 | 282.3 | 296 | 291.4 | 0.8 | 0
23:00 | -17.9 | -7.4 | 0 | 0 | 281.5 | 295.6 | 291.1 | 1.2 | 0
June
| solar | solar | direct | diffuse | outdoor | indoor | window | heating | blinds
| altitude | azimuth | radiation | radiation | temp. | temp. | temp. | load | closed
| (degrees) | (degrees) | (W-h/m2) | (W-h/m2) | (K) | (K) | (K) | (W-h/m2) | (% time)
midnight | -13.8 | 7 | 0 | 0 | 284.5 | 294.2 | 291 | 41.5 | 0
1:00 | -11.6 | 21 | 0 | 0 | 284.2 | 294.2 | 290.9 | 40.6 | 0
2:00 | -7.3 | 34.3 | 0 | 0 | 283.9 | 294.2 | 290.8 | 37.3 | 0
3:00 | -1.4 | 46.7 | 0 | 0 | 283.6 | 294.1 | 290.6 | 36.2 | 0
4:00 | 5.8 | 58.4 | 47 | 27.4 | 283.7 | 294.2 | 291.6 | 37.8 | 0
5:00 | 14 | 69.7 | 54.6 | 52.4 | 284.2 | 294.3 | 292.1 | 37.8 | 0
6:00 | 22.8 | 80.8 | 26.7 | 76.8 | 284.6 | 294.3 | 292.1 | 39 | 0
7:00 | 31.9 | 92.5 | 0 | 90.6 | 285.2 | 294.4 | 292.3 | 37.4 | 0
8:00 | 40.9 | 105.5 | 0 | 104.6 | 286.2 | 296.8 | 293.6 | 0.2 | 0
9:00 | 49.2 | 121 | 0 | 130.5 | 287.2 | 296.3 | 294.5 | 0.3 | 0
10:00 | 56.1 | 140.8 | 0 | 140.9 | 288.1 | 296.3 | 295.1 | 0.1 | 0
11:00 | 60.2 | 166 | 0 | 149.1 | 289.1 | 296.6 | 295.5 | 0.2 | 0
noon | 60.2 | -166 | 0 | 150.4 | 290 | 296.8 | 296.1 | 0.1 | 0
13:00 | 56.1 | -140.8 | 0 | 149.6 | 290.6 | 296.7 | 296.3 | 0.1 | 0
14:00 | 49.2 | -121 | 0 | 133.5 | 291 | 297 | 296.3 | 0 | 0
15:00 | 40.9 | -105.5 | 0 | 111.8 | 291.1 | 296.9 | 296.1 | 0.1 | 0
16:00 | 31.9 | -92.5 | 0 | 113.1 | 290.9 | 296.7 | 296.2 | 0.1 | 0
17:00 | 22.8 | -80.8 | 25.1 | 93.4 | 290.2 | 296.4 | 295.6 | 0.1 | 0
18:00 | 14 | -69.7 | 50.8 | 67.2 | 289.3 | 296.3 | 295.2 | 0.2 | 0
19:00 | 5.8 | -58.4 | 47.8 | 41 | 288.3 | 296.2 | 294.6 | 0.2 | 0
20:00 | -1.4 | -46.7 | 0 | 0 | 287.4 | 296.2 | 293.5 | 0.3 | 0
21:00 | -7.3 | -34.3 | 0 | 0 | 286.4 | 296.1 | 292.9 | 0.2 | 0
22:00 | -11.6 | -21 | 0 | 0 | 285.7 | 295.9 | 292.8 | 0.5 | 0
23:00 | -13.8 | -7 | 0 | 0 | 284.8 | 296.5 | 292.5 | 0.4 | 0
July
| solar | solar | direct | diffuse | outdoor | indoor | window | heating | blinds
| altitude | azimuth | radiation | radiation | temp. | temp. | temp. | load | closed
| (degrees) | (degrees) | (W-h/m2) | (W-h/m2) | (K) | (K) | (K) | (W-h/m2) | (% time)
midnight | -15.9 | 7.2 | 0 | 0 | 286.4 | 295.6 | 292.6 | 15.2 | 0
1:00 | -13.7 | 21.5 | 0 | 0 | 286.1 | 295.4 | 292.4 | 18.6 | 0
2:00 | -9.3 | 35.1 | 0 | 0 | 285.6 | 295.3 | 292.1 | 18.8 | 0
3:00 | -3.3 | 47.8 | 0 | 0 | 285.3 | 295.2 | 291.9 | 17.2 | 0
4:00 | 4 | 59.7 | 7.4 | 13.9 | 285.5 | 295.1 | 292.2 | 17.6 | 0
5:00 | 12.3 | 71 | 22.1 | 43.4 | 285.8 | 295.2 | 292.8 | 16.2 | 0
6:00 | 21.1 | 82.3 | 12.9 | 72.5 | 286.4 | 295.3 | 293.2 | 16.7 | 0
7:00 | 30.2 | 94.1 | 0 | 90.2 | 286.8 | 295.4 | 293.5 | 14.7 | 0
8:00 | 39.2 | 107.3 | 0 | 107.5 | 287.6 | 297.4 | 294.9 | 0 | 0
9:00 | 47.4 | 122.8 | 0 | 130 | 288.7 | 297.2 | 295.5 | 0 | 0
10:00 | 54.2 | 142.4 | 0 | 152.9 | 289.7 | 297.3 | 296.3 | 0 | 0
11:00 | 58.1 | 166.6 | 0 | 166.1 | 290.7 | 297.2 | 297 | 0 | 0
noon | 58.1 | -166.6 | 0 | 174.3 | 291.7 | 297.8 | 297.3 | 0 | 0
13:00 | 54.2 | -142.4 | 0 | 161.4 | 292.5 | 297.5 | 297.6 | 0 | 0
14:00 | 47.4 | -122.8 | 0 | 145.3 | 292.9 | 297.4 | 297.5 | 0 | 0
15:00 | 39.2 | -107.3 | 0 | 120.5 | 293 | 297.4 | 297.1 | 0 | 0
16:00 | 30.2 | -94.1 | 0 | 114.7 | 292.8 | 297.3 | 297 | 0 | 0
17:00 | 21.1 | -82.3 | 18.9 | 91.1 | 292.4 | 297.4 | 296.8 | 0 | 0
18:00 | 12.3 | -71 | 59.5 | 68.5 | 291.5 | 297.3 | 296.8 | 0 | 0
19:00 | 4 | -59.7 | 57.7 | 35.1 | 290.4 | 297.4 | 296.1 | 0 | 0
20:00 | -3.3 | -47.8 | 0 | 0 | 289.3 | 297 | 294.6 | 0 | 0
21:00 | -9.3 | -35.1 | 0 | 0 | 288.4 | 296.8 | 294.3 | 0 | 0
22:00 | -13.7 | -21.5 | 0 | 0 | 287.5 | 296.9 | 293.8 | 0 | 0
23:00 | -15.9 | -7.2 | 0 | 0 | 286.8 | 296.9 | 293.7 | 0 | 0
August
| solar | solar | direct | diffuse | outdoor | indoor | window | heating | blinds
| altitude | azimuth | radiation | radiation | temp. | temp. | temp. | load | closed
| (degrees) | (degrees) | (W-h/m2) | (W-h/m2) | (K) | (K) | (K) | (W-h/m2) | (% time)
midnight | -23.7 | 7.9 | 0 | 0 | 286.4 | 295.2 | 292.3 | 13.1 | 0
1:00 | -21.3 | 23.5 | 0 | 0 | 286 | 295 | 292.1 | 14.3 | 0
2:00 | -16.6 | 38.1 | 0 | 0 | 285.9 | 294.9 | 292 | 16 | 0
3:00 | -10.1 | 51.6 | 0 | 0 | 285.4 | 294.8 | 291.7 | 17.1 | 0
4:00 | -2.4 | 64.1 | 0 | 0 | 285.1 | 294.8 | 291.6 | 19.3 | 0
5:00 | 6 | 75.9 | 12.7 | 19 | 285.3 | 294.8 | 291.9 | 18.6 | 0
6:00 | 15.1 | 87.6 | 5.8 | 45.6 | 285.9 | 294.8 | 292.3 | 17.6 | 0
7:00 | 24.2 | 99.7 | 0 | 76 | 286.5 | 295 | 293 | 17.7 | 0
8:00 | 32.9 | 113.1 | 0 | 96.4 | 287.3 | 297.1 | 294.4 | 0 | 0
9:00 | 40.7 | 128.5 | 0 | 119 | 288.2 | 296.9 | 295.3 | 0 | 0
10:00 | 46.9 | 146.9 | 0 | 144.3 | 289.3 | 297.1 | 295.9 | 0 | 0
11:00 | 50.3 | 168.5 | 0 | 156.9 | 290.4 | 296.9 | 296.5 | 0 | 0
noon | 50.3 | -168.5 | 0 | 169.1 | 291.3 | 297.1 | 297 | 0 | 0
13:00 | 46.9 | -146.9 | 0 | 150.2 | 292 | 297.2 | 297.2 | 0 | 0
14:00 | 40.7 | -128.5 | 0 | 130.8 | 292.5 | 297.4 | 297 | 0 | 0
15:00 | 32.9 | -113.1 | 0 | 103.7 | 292.6 | 297.4 | 296.8 | 0 | 0
16:00 | 24.2 | -99.7 | 0 | 76.7 | 292.2 | 297.5 | 296.4 | 0 | 0
17:00 | 15.1 | -87.6 | 6.3 | 56.4 | 291.7 | 297.5 | 296.1 | 0 | 0
18:00 | 6 | -75.9 | 24.9 | 35.1 | 290.9 | 297.3 | 295.6 | 0 | 0
19:00 | -2.4 | -64.1 | 0 | 6 | 289.9 | 297.3 | 294.7 | 0 | 0
20:00 | -10.1 | -51.6 | 0 | 0 | 289 | 297 | 294.5 | 0 | 0
21:00 | -16.6 | -38.1 | 0 | 0 | 288.1 | 297.1 | 294.3 | 0 | 0
22:00 | -21.3 | -23.5 | 0 | 0 | 287.3 | 296.6 | 293.6 | 0 | 0
23:00 | -23.7 | -7.9 | 0 | 0 | 286.6 | 297.1 | 293.3 | 0 | 0
September
| solar | solar | direct | diffuse | outdoor | indoor | window | heating | blinds
| altitude | azimuth | radiation | radiation | temp. | temp. | temp. | load | closed
| (degrees) | (degrees) | (W-h/m2) | (W-h/m2) | (K) | (K) | (K) | (W-h/m2) | (% time)
midnight | -35.1 | 9.1 | 0 | 0 | 284.9 | 295.3 | 291.9 | 41.7 | 0
1:00 | -32.3 | 26.9 | 0 | 0 | 284.8 | 295.2 | 291.8 | 41.7 | 0
2:00 | -27.1 | 43.1 | 0 | 0 | 284.5 | 295.1 | 291.6 | 41.2 | 0
3:00 | -20 | 57.5 | 0 | 0 | 284.3 | 295 | 291.5 | 40.6 | 0
4:00 | -11.8 | 70.6 | 0 | 0 | 284.1 | 294.9 | 291.4 | 41.3 | 0
5:00 | -3 | 82.8 | 0 | 0.3 | 284 | 294.8 | 291.3 | 43.4 | 0
6:00 | 6 | 94.7 | 0 | 19.9 | 284.3 | 294.8 | 291.5 | 41.5 | 0
7:00 | 15 | 107 | 0 | 44.4 | 284.7 | 294.8 | 292 | 36.7 | 0
8:00 | 23.3 | 120.2 | 0 | 67.9 | 285.4 | 297 | 293.4 | 0.4 | 0
9:00 | 30.6 | 135 | 0 | 89.9 | 286.1 | 296.6 | 294.4 | 0.6 | 0
10:00 | 36 | 151.7 | 0 | 104.9 | 286.8 | 296.7 | 294.7 | 0.3 | 0
11:00 | 39 | 170.3 | 0 | 105.9 | 287.6 | 297.1 | 294.8 | 0.2 | 0
noon | 39 | -170.3 | 0 | 104.9 | 288.3 | 296.8 | 295 | 0.1 | 0
13:00 | 36 | -151.7 | 0 | 101.4 | 288.9 | 297 | 295.5 | 0.1 | 0
14:00 | 30.6 | -135 | 0 | 92.6 | 289.4 | 297 | 295.5 | 0.2 | 0
15:00 | 23.3 | -120.2 | 0 | 73.2 | 289.5 | 297.2 | 295.3 | 0.1 | 0
16:00 | 15 | -107 | 0 | 44.6 | 289.3 | 297 | 294.8 | 0.1 | 0
17:00 | 6 | -94.7 | 0 | 23.9 | 288.6 | 296.9 | 294.4 | 0.1 | 0
18:00 | -3 | -82.8 | 0 | 2.4 | 287.8 | 297 | 293.8 | 0.2 | 0
19:00 | -11.8 | -70.6 | 0 | 0 | 287.1 | 296.7 | 293.6 | 0.5 | 0
20:00 | -20 | -57.5 | 0 | 0 | 286.5 | 296.6 | 293.3 | 0.5 | 0
21:00 | -27.1 | -43.1 | 0 | 0 | 285.9 | 296.8 | 293.2 | 0.8 | 0
22:00 | -32.3 | -26.9 | 0 | 0 | 285.3 | 296.6 | 292.8 | 0.6 | 0
23:00 | -35.1 | -9.1 | 0 | 0 | 285 | 296.8 | 293 | 0.8 | 0
October
| solar | solar | direct | diffuse | outdoor | indoor | window | heating | blinds
| altitude | azimuth | radiation | radiation | temp. | temp. | temp. | load | closed
| (degrees) | (degrees) | (W-h/m2) | (W-h/m2) | (K) | (K) | (K) | (W-h/m2) | (% time)
midnight | -47 | 10.8 | 0 | 0 | 282.1 | 294.3 | 290.3 | 56.8 | 0
1:00 | -43.7 | 31.4 | 0 | 0 | 282.1 | 294.3 | 290.3 | 55.8 | 0
2:00 | -37.8 | 49.3 | 0 | 0 | 282 | 294.3 | 290.2 | 57.2 | 0
3:00 | -30.1 | 64.6 | 0 | 0 | 281.8 | 294.2 | 290.2 | 58.1 | 0
4:00 | -21.5 | 78 | 0 | 0 | 281.8 | 294.2 | 290.1 | 59.6 | 0
5:00 | -12.4 | 90.2 | 0 | 0 | 281.7 | 294.2 | 290.1 | 64.4 | 0
6:00 | -3.4 | 102 | 0 | 0.8 | 281.8 | 294.2 | 290.1 | 65.1 | 0
7:00 | 5.2 | 114 | 0 | 16.8 | 282.2 | 294.2 | 290.4 | 64 | 0
8:00 | 13 | 126.6 | 0 | 37.6 | 282.6 | 296.5 | 291.6 | 0.6 | 0
9:00 | 19.7 | 140.4 | 0 | 61.3 | 283.3 | 295.7 | 293 | 1.2 | 0
10:00 | 24.5 | 155.5 | 0 | 70.4 | 283.9 | 296.2 | 293 | 0.6 | 0
11:00 | 27.1 | 171.7 | 0 | 81.3 | 284.6 | 296.2 | 293.1 | 0.8 | 0
noon | 27.1 | -171.7 | 0 | 79 | 285.1 | 296.1 | 293.3 | 0.8 | 0
13:00 | 24.5 | -155.5 | 0 | 65.6 | 285.4 | 296.1 | 293.2 | 0.5 | 0
14:00 | 19.7 | -140.4 | 0 | 49.7 | 285.5 | 296.2 | 293.2 | 0.7 | 0
15:00 | 13 | -126.6 | 0 | 33.4 | 285.3 | 296.2 | 292.9 | 0.6 | 0
16:00 | 5.2 | -114 | 0 | 14.6 | 284.7 | 296.1 | 292.6 | 0.5 | 0
17:00 | -3.4 | -102 | 0 | 0.4 | 284.1 | 296.2 | 292.1 | 0.9 | 0
18:00 | -12.4 | -90.2 | 0 | 0 | 283.5 | 296.1 | 291.9 | 1 | 0
19:00 | -21.5 | -78 | 0 | 0 | 283.1 | 296.2 | 291.7 | 0.9 | 0
20:00 | -30.1 | -64.6 | 0 | 0 | 282.8 | 296 | 291.7 | 0.9 | 0
21:00 | -37.8 | -49.3 | 0 | 0 | 282.5 | 295.9 | 291.8 | 0.8 | 0
22:00 | -43.7 | -31.4 | 0 | 0 | 282.4 | 296.2 | 291.6 | 0.8 | 0
23:00 | -47 | -10.8 | 0 | 0 | 282.2 | 296 | 291.6 | 0.8 | 0
November
| solar | solar | direct | diffuse | outdoor | indoor | window | heating | blinds
| altitude | azimuth | radiation | radiation | temp. | temp. | temp. | load | closed
| (degrees) | (degrees) | (W-h/m2) | (W-h/m2) | (K) | (K) | (K) | (W-h/m2) | (% time)
midnight | -56.2 | 12.8 | 0 | 0 | 278.9 | 294.1 | 289.1 | 102 | 0
1:00 | -52.4 | 36.3 | 0 | 0 | 278.8 | 294.1 | 289.1 | 102.8 | 0
2:00 | -45.8 | 55.6 | 0 | 0 | 278.6 | 294.1 | 289.1 | 109 | 0
3:00 | -37.7 | 71.1 | 0 | 0 | 278.5 | 294.1 | 289 | 105.3 | 0
4:00 | -28.8 | 84.3 | 0 | 0 | 278.4 | 294.1 | 289 | 101.3 | 0
5:00 | -19.7 | 96.2 | 0 | 0 | 278.4 | 294.1 | 289 | 104.7 | 0
6:00 | -10.7 | 107.7 | 0 | 0 | 278.3 | 294.1 | 289 | 105.1 | 0
7:00 | -2.4 | 119.2 | 0 | 1 | 278.2 | 294.1 | 288.9 | 105.7 | 0
8:00 | 5 | 131.2 | 0 | 16 | 278.4 | 296.2 | 289.6 | 1.5 | 0
9:00 | 11.1 | 144.1 | 0 | 30.1 | 278.8 | 294.8 | 291.2 | 3 | 0
10:00 | 15.5 | 157.9 | 0 | 45.9 | 279.2 | 296.4 | 290.7 | 1.3 | 0
11:00 | 17.8 | 172.5 | 0 | 57.8 | 279.7 | 295.6 | 291.5 | 2.5 | 0
noon | 17.8 | -172.5 | 0 | 55.3 | 280.1 | 296.2 | 291.5 | 1.3 | 0
13:00 | 15.5 | -157.9 | 0 | 47.3 | 280.3 | 295.9 | 291.1 | 2.1 | 0
14:00 | 11.1 | -144.1 | 0 | 30.2 | 280.4 | 295.8 | 291.4 | 1.9 | 0
15:00 | 5 | -131.2 | 0 | 12.9 | 280.2 | 296 | 290.7 | 1.6 | 0
16:00 | -2.4 | -119.2 | 0 | 0 | 280 | 295.5 | 291 | 2.1 | 0
17:00 | -10.7 | -107.7 | 0 | 0 | 279.7 | 296.1 | 290.4 | 1.6 | 0
18:00 | -19.7 | -96.2 | 0 | 0 | 279.6 | 295.4 | 290.8 | 2.3 | 0
19:00 | -28.8 | -84.3 | 0 | 0 | 279.4 | 296.1 | 290.4 | 1.5 | 0
20:00 | -37.7 | -71.1 | 0 | 0 | 279.4 | 295.6 | 290.6 | 2.6 | 0
21:00 | -45.8 | -55.6 | 0 | 0 | 279.2 | 296.2 | 290.3 | 1.8 | 0
22:00 | -52.4 | -36.3 | 0 | 0 | 279 | 295.6 | 290.6 | 2.4 | 0
23:00 | -56.2 | -12.8 | 0 | 0 | 278.8 | 296.1 | 290.2 | 1.8 | 0
December
| solar | solar | direct | diffuse | outdoor | indoor | window | heating | blinds
| altitude | azimuth | radiation | radiation | temp. | temp. | temp. | load | closed
| (degrees) | (degrees) | (W-h/m2) | (W-h/m2) | (K) | (K) | (K) | (W-h/m2) | (% time)
midnight | -60.2 | 13.9 | 0 | 0 | 276.9 | 294.1 | 288.5 | 106.7 | 0
1:00 | -56.1 | 39.1 | 0 | 0 | 276.8 | 294.1 | 288.5 | 110.7 | 0
2:00 | -49.2 | 58.9 | 0 | 0 | 276.8 | 294.1 | 288.5 | 111.1 | 0
3:00 | -40.9 | 74.4 | 0 | 0 | 276.8 | 294.1 | 288.5 | 111.1 | 0
4:00 | -31.9 | 87.4 | 0 | 0 | 276.9 | 294.1 | 288.5 | 108.4 | 0
5:00 | -22.8 | 99.1 | 0 | 0 | 277 | 294.1 | 288.5 | 111.4 | 0
6:00 | -14 | 110.2 | 0 | 0 | 276.9 | 294.1 | 288.5 | 108.6 | 0
7:00 | -5.8 | 121.5 | 0 | 0 | 276.9 | 294.1 | 288.5 | 105.8 | 0
8:00 | 1.4 | 133.2 | 0 | 1.8 | 277.1 | 296.1 | 289 | 1.8 | 0
9:00 | 7.3 | 145.7 | 0 | 14.9 | 277.3 | 294.7 | 290.5 | 3.9 | 0
10:00 | 11.6 | 158.9 | 0 | 28.6 | 277.7 | 296.4 | 289.9 | 1.9 | 0
11:00 | 13.8 | 172.9 | 0 | 36.8 | 277.9 | 295.2 | 291.2 | 3.4 | 0
noon | 13.8 | -172.9 | 0 | 37.9 | 278.2 | 296.6 | 290.5 | 1.7 | 0
13:00 | 11.6 | -158.9 | 0 | 29 | 278.4 | 295.7 | 290.5 | 2.9 | 0
14:00 | 7.3 | -145.7 | 0 | 18.1 | 278.3 | 295.8 | 290.5 | 2.1 | 0
15:00 | 1.4 | -133.2 | 0 | 4.7 | 278.2 | 295.9 | 290 | 2.4 | 0
16:00 | -5.8 | -121.5 | 0 | 0 | 277.8 | 295.7 | 290.2 | 2.6 | 0
17:00 | -14 | -110.2 | 0 | 0 | 277.7 | 296 | 289.8 | 2.3 | 0
18:00 | -22.8 | -99.1 | 0 | 0 | 277.5 | 295.7 | 290.2 | 2.8 | 0
19:00 | -31.9 | -87.4 | 0 | 0 | 277.5 | 296.3 | 289.7 | 2.4 | 0
20:00 | -40.9 | -74.4 | 0 | 0 | 277.3 | 295.4 | 290.2 | 2.6 | 0
21:00 | -49.2 | -58.9 | 0 | 0 | 277.1 | 296.4 | 289.5 | 2.1 | 0
22:00 | -56.1 | -39.1 | 0 | 0 | 277.1 | 295.6 | 289.8 | 2.7 | 0
23:00 | -60.2 | -13.9 | 0 | 0 | 277 | 296.3 | 289.5 | 2.4 | 0

## Sheet9
Scenario One (blue)
Tue Dec 03 2019 22:58:37 GMT+0000 (Greenwich Mean Time)
Setup Information:
Building
Location | UK - London
Building length, side A | N/A
Building length, side B | N/A
Simulation Type
Simulation Type | one_sided
Window Description
Typology | dgu_nb
Glazing Type | clear
Window Area | 9%
Wall Description
Insulation R-Value | 99999999.9 m2-K/W
Occupancy
Type | Low-rise Residential
Occupancy Load | 0.000 people per m2
Lighting Requirements | 400 lux
Equipment Load | 0.00 W/m2
Room Ventilation
Air Change Rate per Occupant | 15.0 liters / sec per person
Total Air Change Rate | 0.0 roomfuls per hour
Lighting Control
Lighting Control | lights do not respond to daylight: all lights fully on while building is occupied
Representative Room
Orientation | north
Room Depth | 27 m
Room Width | 5 m
Room Height | 2.2 m
Thermal Mass
Thermal Mass | none
Overhang
Overhang Depth | 0 m
Roof
Roof Type | adiabatic roof
Simulation Results:
Primary Energy Use and CO2 Emissions
| heating | cooling | lighting | total | CO2
| energy | energy | energy | energy | emissions
| (kWh/m2) | (kWh/m2) | (kWh/m2) | (kWh/m2) | (kg/m2)
January | 34 | 0 | 7.3 | 41.3 | 8.3
February | 28.2 | 0 | 6.6 | 34.8 | 7
March | 32.1 | 0 | 7.3 | 39.4 | 7.9
April | 25.7 | 0 | 7.1 | 32.8 | 6.6
May | 18.7 | 0 | 7.3 | 26 | 5.2
June | 9.3 | 0 | 7.1 | 16.4 | 3.3
July | 4.2 | 0 | 7.3 | 11.5 | 2.3
August | 4.1 | 0 | 7.3 | 11.4 | 2.3
September | 10 | 0 | 7.1 | 17.1 | 3.4
October | 15.3 | 0 | 7.3 | 22.6 | 4.5
November | 26 | 0 | 7.1 | 33.1 | 6.6
December | 28.3 | 0 | 7.3 | 35.6 | 7.1
Total | 235.9 | 0 | 86.1 | 322 | 64.4 | yearly energy
January
| solar | solar | direct | diffuse | outdoor | indoor | window | heating | blinds
| altitude | azimuth | radiation | radiation | temp. | temp. | temp. | load | closed
| (degrees) | (degrees) | (W-h/m2) | (W-h/m2) | (K) | (K) | (K) | (W-h/m2) | (% time)
midnight | -58.1 | 13.3 | 0 | 0 | 275.9 | 294.1 | 288.2 | 134.3 | 0
1:00 | -54.2 | 37.6 | 0 | 0 | 275.8 | 294.1 | 288.2 | 133.6 | 0
2:00 | -47.5 | 57.1 | 0 | 0 | 275.8 | 294.1 | 288.2 | 132.1 | 0
3:00 | -39.2 | 72.7 | 0 | 0 | 275.7 | 294.1 | 288.1 | 127.9 | 0
4:00 | -30.2 | 85.8 | 0 | 0 | 275.6 | 294.1 | 288.1 | 130.6 | 0
5:00 | -21.1 | 97.6 | 0 | 0 | 275.6 | 294.1 | 288.1 | 130.5 | 0
6:00 | -12.3 | 108.9 | 0 | 0 | 275.5 | 294.1 | 288.1 | 128.1 | 0
7:00 | -4 | 120.3 | 0 | 0 | 275.5 | 294.1 | 288.1 | 127 | 0
8:00 | 3.3 | 132.2 | 0 | 5.1 | 275.7 | 296 | 288.5 | 2.3 | 0
9:00 | 9.3 | 144.9 | 0 | 20.2 | 276.1 | 294.7 | 290.1 | 3.9 | 0
10:00 | 13.6 | 158.4 | 0 | 34.6 | 276.5 | 296.2 | 289.5 | 2.3 | 0
11:00 | 15.9 | 172.7 | 0 | 40.5 | 276.7 | 295 | 290.6 | 3.8 | 0
noon | 15.9 | -172.7 | 0 | 42.7 | 277.2 | 296.3 | 290.1 | 2.1 | 0
13:00 | 13.6 | -158.4 | 0 | 38.1 | 277.6 | 295.5 | 290.4 | 3.6 | 0
14:00 | 9.3 | -144.9 | 0 | 26.7 | 277.5 | 296 | 290.2 | 2.5 | 0
15:00 | 3.3 | -132.2 | 0 | 13.2 | 277.3 | 295.5 | 289.9 | 3.5 | 0
16:00 | -4 | -120.3 | 0 | 0.6 | 277 | 296 | 289.8 | 2.6 | 0
17:00 | -12.3 | -108.9 | 0 | 0 | 276.8 | 295.5 | 289.5 | 4.3 | 0
18:00 | -21.1 | -97.6 | 0 | 0 | 276.5 | 296 | 289.5 | 3.3 | 0
19:00 | -30.2 | -85.8 | 0 | 0 | 276.3 | 295.8 | 289.4 | 4 | 0
20:00 | -39.2 | -72.7 | 0 | 0 | 276.1 | 295.9 | 289.4 | 3.2 | 0
21:00 | -47.5 | -57.1 | 0 | 0 | 276.1 | 295.6 | 289.4 | 3.7 | 0
22:00 | -54.2 | -37.6 | 0 | 0 | 276 | 295.9 | 289.3 | 3.2 | 0
23:00 | -58.1 | -13.3 | 0 | 0 | 275.9 | 295.8 | 289.3 | 3.8 | 0
February
| solar | solar | direct | diffuse | outdoor | indoor | window | heating | blinds
| altitude | azimuth | radiation | radiation | temp. | temp. | temp. | load | closed
| (degrees) | (degrees) | (W-h/m2) | (W-h/m2) | (K) | (K) | (K) | (W-h/m2) | (% time)
midnight | -50.4 | 11.4 | 0 | 0 | 275.4 | 294.1 | 288 | 114.5 | 0
1:00 | -46.9 | 33 | 0 | 0 | 275.3 | 294.1 | 288 | 109 | 0
2:00 | -40.8 | 51.4 | 0 | 0 | 275.2 | 294.1 | 288 | 113.2 | 0
3:00 | -32.9 | 66.9 | 0 | 0 | 275.2 | 294.1 | 288 | 119.8 | 0
4:00 | -24.2 | 80.2 | 0 | 0 | 275.2 | 294.1 | 288 | 121.8 | 0
5:00 | -15.1 | 92.3 | 0 | 0 | 275.1 | 294.1 | 287.9 | 126.4 | 0
6:00 | -6.1 | 104 | 0 | 0 | 275.1 | 294.1 | 287.9 | 126.2 | 0
7:00 | 2.4 | 115.9 | 0 | 2.3 | 275.1 | 294.1 | 288 | 129.9 | 0
8:00 | 10.1 | 128.3 | 0 | 20.6 | 275.5 | 296.1 | 288.7 | 2.3 | 0
9:00 | 16.5 | 141.8 | 0 | 40.4 | 276.1 | 294.7 | 290.5 | 4 | 0
10:00 | 21.2 | 156.4 | 0 | 55.1 | 276.7 | 296.6 | 289.8 | 2 | 0
11:00 | 23.7 | 172 | 0 | 60.6 | 277.3 | 295.4 | 290.6 | 3.9 | 0
noon | 23.7 | -172 | 0 | 65.1 | 277.9 | 295.9 | 290.8 | 2.3 | 0
13:00 | 21.2 | -156.4 | 0 | 57 | 278.4 | 295.9 | 290.8 | 2.6 | 0
14:00 | 16.5 | -141.8 | 0 | 53.5 | 278.5 | 296 | 290.9 | 2.7 | 0
15:00 | 10.1 | -128.3 | 0 | 36 | 278.3 | 295.9 | 290.4 | 2.6 | 0
16:00 | 2.4 | -115.9 | 0 | 14.5 | 277.7 | 296.1 | 290 | 2.7 | 0
17:00 | -6.1 | -104 | 0 | 0.3 | 277.1 | 295.9 | 289.7 | 3.2 | 0
18:00 | -15.1 | -92.3 | 0 | 0 | 276.7 | 295.8 | 289.5 | 2.8 | 0
19:00 | -24.2 | -80.2 | 0 | 0 | 276.3 | 295.9 | 289.6 | 3.5 | 0
20:00 | -32.9 | -66.9 | 0 | 0 | 276 | 295.7 | 289.5 | 3.3 | 0
21:00 | -40.8 | -51.4 | 0 | 0 | 275.7 | 295.9 | 289.4 | 3.3 | 0
22:00 | -46.9 | -33 | 0 | 0 | 275.5 | 295.9 | 289.2 | 3 | 0
23:00 | -50.4 | -11.4 | 0 | 0 | 275.4 | 295.9 | 289.2 | 2.9 | 0
March
| solar | solar | direct | diffuse | outdoor | indoor | window | heating | blinds
| altitude | azimuth | radiation | radiation | temp. | temp. | temp. | load | closed
| (degrees) | (degrees) | (W-h/m2) | (W-h/m2) | (K) | (K) | (K) | (W-h/m2) | (% time)
midnight | -39 | 9.6 | 0 | 0 | 276.9 | 294.1 | 288.5 | 126.6 | 0
1:00 | -36 | 28.2 | 0 | 0 | 276.8 | 294.1 | 288.5 | 130.4 | 0
2:00 | -30.6 | 45 | 0 | 0 | 276.7 | 294.1 | 288.4 | 134.6 | 0
3:00 | -23.4 | 59.7 | 0 | 0 | 276.5 | 294.1 | 288.4 | 127.1 | 0
4:00 | -15 | 72.9 | 0 | 0 | 276.3 | 294.1 | 288.3 | 128.4 | 0
5:00 | -6.1 | 85.2 | 0 | 0 | 276.4 | 294.1 | 288.3 | 123.1 | 0
6:00 | 2.9 | 97.1 | 0 | 4.1 | 276.6 | 294.1 | 288.4 | 115.6 | 0
7:00 | 11.8 | 109.3 | 0 | 24.9 | 276.9 | 294.1 | 288.8 | 112.5 | 0
8:00 | 20 | 122.4 | 0 | 48.1 | 277.4 | 296.3 | 289.7 | 1.8 | 0
9:00 | 27 | 136.9 | 0 | 66.7 | 278 | 295 | 291.5 | 2.7 | 0
10:00 | 32.2 | 153.1 | 0 | 85.8 | 278.8 | 296.1 | 291.3 | 1.5 | 0
11:00 | 35.1 | 170.8 | 0 | 100 | 279.8 | 296.2 | 291.6 | 2 | 0
noon | 35.1 | -170.8 | 0 | 101.7 | 280.5 | 295.6 | 292.3 | 1.9 | 0
13:00 | 32.2 | -153.1 | 0 | 93 | 281.2 | 296 | 292.1 | 1.4 | 0
14:00 | 27 | -136.9 | 0 | 79.8 | 281.5 | 295.9 | 292.1 | 1.8 | 0
15:00 | 20 | -122.4 | 0 | 58.9 | 281.4 | 295.9 | 292 | 1.8 | 0
16:00 | 11.8 | -109.3 | 0 | 34.5 | 280.9 | 296.3 | 291.4 | 1.9 | 0
17:00 | 2.9 | -97.1 | 0 | 15.4 | 280.1 | 295.9 | 290.8 | 2.6 | 0
18:00 | -6.1 | -85.2 | 0 | 0 | 279.4 | 296.1 | 290.5 | 2 | 0
19:00 | -15 | -72.9 | 0 | 0 | 278.7 | 295.7 | 290.2 | 2.8 | 0
20:00 | -23.4 | -59.7 | 0 | 0 | 278.2 | 295.7 | 290.2 | 3 | 0
21:00 | -30.6 | -45 | 0 | 0 | 277.8 | 295.8 | 290 | 3.4 | 0
22:00 | -36 | -28.2 | 0 | 0 | 277.3 | 295.6 | 289.8 | 3.6 | 0
23:00 | -39 | -9.6 | 0 | 0 | 277.1 | 295.8 | 289.9 | 3.9 | 0
April
| solar | solar | direct | diffuse | outdoor | indoor | window | heating | blinds
| altitude | azimuth | radiation | radiation | temp. | temp. | temp. | load | closed
| (degrees) | (degrees) | (W-h/m2) | (W-h/m2) | (K) | (K) | (K) | (W-h/m2) | (% time)
midnight | -27.1 | 8.3 | 0 | 0 | 278.5 | 294.1 | 289 | 104.1 | 0
1:00 | -24.5 | 24.4 | 0 | 0 | 278.2 | 294.1 | 288.9 | 101.9 | 0
2:00 | -19.7 | 39.5 | 0 | 0 | 278 | 294.1 | 288.9 | 103.6 | 0
3:00 | -13.1 | 53.3 | 0 | 0 | 277.7 | 294.1 | 288.8 | 105.6 | 0
4:00 | -5.2 | 66 | 0 | 0 | 277.4 | 294.1 | 288.7 | 104.6 | 0
5:00 | 3.4 | 78 | 3 | 8 | 277.6 | 294.1 | 288.8 | 103.5 | 0
6:00 | 12.4 | 89.8 | 0.4 | 33.9 | 278.1 | 294.1 | 289.2 | 106.9 | 0
7:00 | 21.5 | 102 | 0 | 60.7 | 278.8 | 294.1 | 289.8 | 103.7 | 0
8:00 | 30.1 | 115.3 | 0 | 79.7 | 279.5 | 296.5 | 290.8 | 1.4 | 0
9:00 | 37.7 | 130.6 | 0 | 102.3 | 280.6 | 295.6 | 292 | 2.6 | 0
10:00 | 43.7 | 148.5 | 0 | 121.4 | 281.5 | 295.6 | 292.8 | 1.7 | 0
11:00 | 47 | 169.1 | 0 | 133.9 | 282.5 | 295.9 | 292.9 | 1.3 | 0
noon | 47 | -169.1 | 0 | 135.6 | 283.5 | 295.6 | 293.5 | 1.2 | 0
13:00 | 43.7 | -148.5 | 0 | 127.4 | 284.2 | 296.2 | 293.4 | 0.9 | 0
14:00 | 37.7 | -130.6 | 0 | 116.3 | 284.7 | 295.9 | 293.6 | 0.9 | 0
15:00 | 30.1 | -115.3 | 0 | 86.8 | 285 | 295.9 | 293.4 | 0.7 | 0
16:00 | 21.5 | -102 | 0 | 66.8 | 284.7 | 295.9 | 292.9 | 0.9 | 0
17:00 | 12.4 | -89.8 | 0.5 | 41.3 | 283.9 | 296 | 292.4 | 1.1 | 0
18:00 | 3.4 | -78 | 12.3 | 16.4 | 283 | 296.1 | 291.9 | 1.3 | 0
19:00 | -5.2 | -66 | 0 | 0 | 282 | 295.6 | 291.5 | 1.3 | 0
20:00 | -13.1 | -53.3 | 0 | 0 | 281 | 296.2 | 290.9 | 1.6 | 0
21:00 | -19.7 | -39.5 | 0 | 0 | 280 | 295.7 | 290.9 | 2.1 | 0
22:00 | -24.5 | -24.4 | 0 | 0 | 279.3 | 296.3 | 290.3 | 2.1 | 0
23:00 | -27.1 | -8.3 | 0 | 0 | 278.6 | 295.6 | 290.5 | 2.9 | 0
May
| solar | solar | direct | diffuse | outdoor | indoor | window | heating | blinds
| altitude | azimuth | radiation | radiation | temp. | temp. | temp. | load | closed
| (degrees) | (degrees) | (W-h/m2) | (W-h/m2) | (K) | (K) | (K) | (W-h/m2) | (% time)
midnight | -17.9 | 7.4 | 0 | 0 | 281 | 294.1 | 289.8 | 74.2 | 0
1:00 | -15.5 | 22 | 0 | 0 | 280.8 | 294.1 | 289.7 | 74.9 | 0
2:00 | -11.1 | 35.8 | 0 | 0 | 280.5 | 294.1 | 289.7 | 75.3 | 0
3:00 | -5 | 48.7 | 0 | 0 | 280.2 | 294.1 | 289.5 | 74 | 0
4:00 | 2.4 | 60.8 | 12.8 | 10.9 | 280.2 | 294.1 | 289.8 | 76.2 | 0
5:00 | 10.7 | 72.3 | 41.5 | 40.6 | 280.5 | 294.1 | 290.5 | 75.8 | 0
6:00 | 19.6 | 83.7 | 18 | 62.9 | 280.9 | 294.1 | 290.6 | 76 | 0
7:00 | 28.7 | 95.6 | 0 | 84.8 | 281.8 | 294.1 | 291 | 67.6 | 0
8:00 | 37.6 | 108.8 | 0 | 101.3 | 282.7 | 296.8 | 292.3 | 0.6 | 0
9:00 | 45.8 | 124.4 | 0 | 131.7 | 283.7 | 296.1 | 293.2 | 0.9 | 0
10:00 | 52.4 | 143.6 | 0 | 145.9 | 284.8 | 295.6 | 293.9 | 0.7 | 0
11:00 | 56.2 | 167.2 | 0 | 152.2 | 285.8 | 296.1 | 294.4 | 0.3 | 0
noon | 56.2 | -167.2 | 0 | 145.7 | 286.8 | 296.2 | 294.5 | 0.3 | 0
13:00 | 52.4 | -143.6 | 0 | 137.1 | 287.6 | 296.5 | 294.7 | 0.3 | 0
14:00 | 45.8 | -124.4 | 0 | 134.2 | 288 | 296.2 | 295 | 0.3 | 0
15:00 | 37.6 | -108.8 | 0 | 116.3 | 288 | 296 | 294.7 | 0.3 | 0
16:00 | 28.7 | -95.6 | 0 | 97.6 | 287.9 | 296.2 | 294.4 | 0.3 | 0
17:00 | 19.6 | -83.7 | 19 | 74.3 | 287.3 | 296.1 | 294.1 | 0.2 | 0
18:00 | 10.7 | -72.3 | 47.9 | 48.7 | 286.3 | 295.8 | 294.1 | 0.2 | 0
19:00 | 2.4 | -60.8 | 25.2 | 18.1 | 285.1 | 296 | 292.9 | 0.4 | 0
20:00 | -5 | -48.7 | 0 | 0 | 284 | 295.9 | 292.1 | 0.5 | 0
21:00 | -11.1 | -35.8 | 0 | 0 | 283.1 | 296 | 291.7 | 0.6 | 0
22:00 | -15.5 | -22 | 0 | 0 | 282.3 | 295.6 | 291.5 | 0.9 | 0
23:00 | -17.9 | -7.4 | 0 | 0 | 281.5 | 295.9 | 291.2 | 1 | 0
June
| solar | solar | direct | diffuse | outdoor | indoor | window | heating | blinds
| altitude | azimuth | radiation | radiation | temp. | temp. | temp. | load | closed
| (degrees) | (degrees) | (W-h/m2) | (W-h/m2) | (K) | (K) | (K) | (W-h/m2) | (% time)
midnight | -13.8 | 7 | 0 | 0 | 284.5 | 294.2 | 291 | 41.8 | 0
1:00 | -11.6 | 21 | 0 | 0 | 284.2 | 294.2 | 290.9 | 40.7 | 0
2:00 | -7.3 | 34.3 | 0 | 0 | 283.9 | 294.1 | 290.8 | 37.3 | 0
3:00 | -1.4 | 46.7 | 0 | 0 | 283.6 | 294.1 | 290.6 | 36.2 | 0
4:00 | 5.8 | 58.4 | 47 | 27.4 | 283.7 | 294.2 | 291.6 | 37.8 | 0
5:00 | 14 | 69.7 | 54.6 | 52.4 | 284.2 | 294.3 | 292.1 | 37.8 | 0
6:00 | 22.8 | 80.8 | 26.7 | 76.8 | 284.6 | 294.3 | 292.1 | 39 | 0
7:00 | 31.9 | 92.5 | 0 | 90.6 | 285.2 | 294.3 | 292.3 | 37.5 | 0
8:00 | 40.9 | 105.5 | 0 | 104.6 | 286.2 | 296.6 | 293.6 | 0.2 | 0
9:00 | 49.2 | 121 | 0 | 130.5 | 287.2 | 296.2 | 294.6 | 0.3 | 0
10:00 | 56.1 | 140.8 | 0 | 140.9 | 288.1 | 296.3 | 295.1 | 0.1 | 0
11:00 | 60.2 | 166 | 0 | 149.1 | 289.1 | 296.8 | 295.5 | 0.2 | 0
noon | 60.2 | -166 | 0 | 150.4 | 290 | 296.8 | 296 | 0.1 | 0
13:00 | 56.1 | -140.8 | 0 | 149.6 | 290.6 | 296.9 | 296.4 | 0.1 | 0
14:00 | 49.2 | -121 | 0 | 133.5 | 291 | 297 | 296.3 | 0 | 0
15:00 | 40.9 | -105.5 | 0 | 111.8 | 291.1 | 297.2 | 296 | 0 | 0
16:00 | 31.9 | -92.5 | 0 | 113.1 | 290.9 | 296.8 | 296 | 0 | 0
17:00 | 22.8 | -80.8 | 25.1 | 93.4 | 290.2 | 296.5 | 295.8 | 0.1 | 0
18:00 | 14 | -69.7 | 50.8 | 67.2 | 289.3 | 295.9 | 295.2 | 0.2 | 0
19:00 | 5.8 | -58.4 | 47.8 | 41 | 288.3 | 296.3 | 294.6 | 0.2 | 0
20:00 | -1.4 | -46.7 | 0 | 0 | 287.4 | 296.2 | 293.4 | 0.3 | 0
21:00 | -7.3 | -34.3 | 0 | 0 | 286.4 | 296.2 | 293.1 | 0.3 | 0
22:00 | -11.6 | -21 | 0 | 0 | 285.7 | 296 | 292.6 | 0.4 | 0
23:00 | -13.8 | -7 | 0 | 0 | 284.8 | 295.7 | 292.7 | 0.5 | 0
July
| solar | solar | direct | diffuse | outdoor | indoor | window | heating | blinds
| altitude | azimuth | radiation | radiation | temp. | temp. | temp. | load | closed
| (degrees) | (degrees) | (W-h/m2) | (W-h/m2) | (K) | (K) | (K) | (W-h/m2) | (% time)
midnight | -15.9 | 7.2 | 0 | 0 | 286.4 | 295.5 | 292.5 | 15.2 | 0
1:00 | -13.7 | 21.5 | 0 | 0 | 286.1 | 295.3 | 292.3 | 18.6 | 0
2:00 | -9.3 | 35.1 | 0 | 0 | 285.6 | 295.2 | 292 | 18.8 | 0
3:00 | -3.3 | 47.8 | 0 | 0 | 285.3 | 295.1 | 291.9 | 17.2 | 0
4:00 | 4 | 59.7 | 7.4 | 13.9 | 285.5 | 295 | 292.1 | 17.7 | 0
5:00 | 12.3 | 71 | 22.1 | 43.4 | 285.8 | 295.1 | 292.7 | 16.2 | 0
6:00 | 21.1 | 82.3 | 12.9 | 72.5 | 286.4 | 295.2 | 293.1 | 16.7 | 0
7:00 | 30.2 | 94.1 | 0 | 90.2 | 286.8 | 295.4 | 293.5 | 14.7 | 0
8:00 | 39.2 | 107.3 | 0 | 107.5 | 287.6 | 297.3 | 294.9 | 0 | 0
9:00 | 47.4 | 122.8 | 0 | 130 | 288.7 | 297.3 | 295.5 | 0 | 0
10:00 | 54.2 | 142.4 | 0 | 152.9 | 289.7 | 297.4 | 296.3 | 0 | 0
11:00 | 58.1 | 166.6 | 0 | 166.1 | 290.7 | 297.5 | 296.9 | 0 | 0
noon | 58.1 | -166.6 | 0 | 174.3 | 291.7 | 297.4 | 297.5 | 0 | 0
13:00 | 54.2 | -142.4 | 0 | 161.4 | 292.5 | 297.6 | 297.5 | 0 | 0
14:00 | 47.4 | -122.8 | 0 | 145.3 | 292.9 | 297.5 | 297.5 | 0 | 0
15:00 | 39.2 | -107.3 | 0 | 120.5 | 293 | 297.4 | 297.1 | 0 | 0
16:00 | 30.2 | -94.1 | 0 | 114.7 | 292.8 | 297.4 | 297 | 0 | 0
17:00 | 21.1 | -82.3 | 18.9 | 91.1 | 292.4 | 297.4 | 296.8 | 0 | 0
18:00 | 12.3 | -71 | 59.5 | 68.5 | 291.5 | 297.4 | 296.6 | 0 | 0
19:00 | 4 | -59.7 | 57.7 | 35.1 | 290.4 | 297.2 | 296.1 | 0 | 0
20:00 | -3.3 | -47.8 | 0 | 0 | 289.3 | 296.9 | 294.7 | 0 | 0
21:00 | -9.3 | -35.1 | 0 | 0 | 288.4 | 296.9 | 294.3 | 0 | 0
22:00 | -13.7 | -21.5 | 0 | 0 | 287.5 | 296.8 | 293.9 | 0.1 | 0
23:00 | -15.9 | -7.2 | 0 | 0 | 286.8 | 296.9 | 293.7 | 0 | 0
August
| solar | solar | direct | diffuse | outdoor | indoor | window | heating | blinds
| altitude | azimuth | radiation | radiation | temp. | temp. | temp. | load | closed
| (degrees) | (degrees) | (W-h/m2) | (W-h/m2) | (K) | (K) | (K) | (W-h/m2) | (% time)
midnight | -23.7 | 7.9 | 0 | 0 | 286.4 | 295.1 | 292.3 | 13.2 | 0
1:00 | -21.3 | 23.5 | 0 | 0 | 286 | 295 | 292.1 | 14.4 | 0
2:00 | -16.6 | 38.1 | 0 | 0 | 285.9 | 294.9 | 292 | 16 | 0
3:00 | -10.1 | 51.6 | 0 | 0 | 285.4 | 294.8 | 291.7 | 17.1 | 0
4:00 | -2.4 | 64.1 | 0 | 0 | 285.1 | 294.7 | 291.6 | 19.3 | 0
5:00 | 6 | 75.9 | 12.7 | 19 | 285.3 | 294.7 | 291.9 | 18.6 | 0
6:00 | 15.1 | 87.6 | 5.8 | 45.6 | 285.9 | 294.8 | 292.3 | 17.6 | 0
7:00 | 24.2 | 99.7 | 0 | 76 | 286.5 | 295 | 293 | 17.7 | 0
8:00 | 32.9 | 113.1 | 0 | 96.4 | 287.3 | 297.1 | 294.5 | 0 | 0
9:00 | 40.7 | 128.5 | 0 | 119 | 288.2 | 296.8 | 295.3 | 0 | 0
10:00 | 46.9 | 146.9 | 0 | 144.3 | 289.3 | 296.8 | 296 | 0 | 0
11:00 | 50.3 | 168.5 | 0 | 156.9 | 290.4 | 297.1 | 296.4 | 0 | 0
noon | 50.3 | -168.5 | 0 | 169.1 | 291.3 | 297.2 | 296.9 | 0 | 0
13:00 | 46.9 | -146.9 | 0 | 150.2 | 292 | 297.3 | 297.1 | 0 | 0
14:00 | 40.7 | -128.5 | 0 | 130.8 | 292.5 | 297.2 | 297 | 0 | 0
15:00 | 32.9 | -113.1 | 0 | 103.7 | 292.6 | 297.3 | 296.8 | 0 | 0
16:00 | 24.2 | -99.7 | 0 | 76.7 | 292.2 | 297.3 | 296.6 | 0 | 0
17:00 | 15.1 | -87.6 | 6.3 | 56.4 | 291.7 | 297.2 | 296 | 0 | 0
18:00 | 6 | -75.9 | 24.9 | 35.1 | 290.9 | 297.4 | 295.6 | 0 | 0
19:00 | -2.4 | -64.1 | 0 | 6 | 289.9 | 297.2 | 294.8 | 0 | 0
20:00 | -10.1 | -51.6 | 0 | 0 | 289 | 297 | 294.6 | 0 | 0
21:00 | -16.6 | -38.1 | 0 | 0 | 288.1 | 297.4 | 294.2 | 0 | 0
22:00 | -21.3 | -23.5 | 0 | 0 | 287.3 | 296.9 | 293.6 | 0 | 0
23:00 | -23.7 | -7.9 | 0 | 0 | 286.6 | 296.9 | 293.4 | 0 | 0
September
| solar | solar | direct | diffuse | outdoor | indoor | window | heating | blinds
| altitude | azimuth | radiation | radiation | temp. | temp. | temp. | load | closed
| (degrees) | (degrees) | (W-h/m2) | (W-h/m2) | (K) | (K) | (K) | (W-h/m2) | (% time)
midnight | -35.1 | 9.1 | 0 | 0 | 284.9 | 295.3 | 291.9 | 41.7 | 0
1:00 | -32.3 | 26.9 | 0 | 0 | 284.8 | 295.2 | 291.8 | 41.7 | 0
2:00 | -27.1 | 43.1 | 0 | 0 | 284.5 | 295.1 | 291.6 | 41.2 | 0
3:00 | -20 | 57.5 | 0 | 0 | 284.3 | 295 | 291.5 | 40.6 | 0
4:00 | -11.8 | 70.6 | 0 | 0 | 284.1 | 294.9 | 291.3 | 41.3 | 0
5:00 | -3 | 82.8 | 0 | 0.3 | 284 | 294.8 | 291.3 | 43.4 | 0
6:00 | 6 | 94.7 | 0 | 19.9 | 284.3 | 294.8 | 291.5 | 41.6 | 0
7:00 | 15 | 107 | 0 | 44.4 | 284.7 | 294.8 | 292 | 36.8 | 0
8:00 | 23.3 | 120.2 | 0 | 67.9 | 285.4 | 297 | 293.4 | 0.4 | 0
9:00 | 30.6 | 135 | 0 | 89.9 | 286.1 | 296.6 | 294.3 | 0.6 | 0
10:00 | 36 | 151.7 | 0 | 104.9 | 286.8 | 296.8 | 294.6 | 0.3 | 0
11:00 | 39 | 170.3 | 0 | 105.9 | 287.6 | 296.8 | 294.7 | 0.2 | 0
noon | 39 | -170.3 | 0 | 104.9 | 288.3 | 296.9 | 295.1 | 0.1 | 0
13:00 | 36 | -151.7 | 0 | 101.4 | 288.9 | 296.9 | 295.4 | 0.1 | 0
14:00 | 30.6 | -135 | 0 | 92.6 | 289.4 | 296.9 | 295.5 | 0.2 | 0
15:00 | 23.3 | -120.2 | 0 | 73.2 | 289.5 | 297.1 | 295.1 | 0.1 | 0
16:00 | 15 | -107 | 0 | 44.6 | 289.3 | 297.1 | 294.8 | 0.1 | 0
17:00 | 6 | -94.7 | 0 | 23.9 | 288.6 | 297 | 294.4 | 0.1 | 0
18:00 | -3 | -82.8 | 0 | 2.4 | 287.8 | 297.1 | 294 | 0.2 | 0
19:00 | -11.8 | -70.6 | 0 | 0 | 287.1 | 296.8 | 293.8 | 0.6 | 0
20:00 | -20 | -57.5 | 0 | 0 | 286.5 | 296.8 | 293.3 | 0.5 | 0
21:00 | -27.1 | -43.1 | 0 | 0 | 285.9 | 296.7 | 293.1 | 0.7 | 0
22:00 | -32.3 | -26.9 | 0 | 0 | 285.3 | 296.6 | 292.9 | 0.6 | 0
23:00 | -35.1 | -9.1 | 0 | 0 | 285 | 296.8 | 292.9 | 0.8 | 0
October
| solar | solar | direct | diffuse | outdoor | indoor | window | heating | blinds
| altitude | azimuth | radiation | radiation | temp. | temp. | temp. | load | closed
| (degrees) | (degrees) | (W-h/m2) | (W-h/m2) | (K) | (K) | (K) | (W-h/m2) | (% time)
midnight | -47 | 10.8 | 0 | 0 | 282.1 | 294.3 | 290.3 | 56.9 | 0
1:00 | -43.7 | 31.4 | 0 | 0 | 282.1 | 294.3 | 290.3 | 55.8 | 0
2:00 | -37.8 | 49.3 | 0 | 0 | 282 | 294.3 | 290.2 | 57.3 | 0
3:00 | -30.1 | 64.6 | 0 | 0 | 281.8 | 294.2 | 290.2 | 58.2 | 0
4:00 | -21.5 | 78 | 0 | 0 | 281.8 | 294.2 | 290.1 | 59.6 | 0
5:00 | -12.4 | 90.2 | 0 | 0 | 281.7 | 294.2 | 290.1 | 64.4 | 0
6:00 | -3.4 | 102 | 0 | 0.8 | 281.8 | 294.2 | 290.1 | 65.1 | 0
7:00 | 5.2 | 114 | 0 | 16.8 | 282.2 | 294.2 | 290.4 | 64 | 0
8:00 | 13 | 126.6 | 0 | 37.6 | 282.6 | 296.5 | 291.6 | 0.6 | 0
9:00 | 19.7 | 140.4 | 0 | 61.3 | 283.3 | 295.6 | 293 | 1.2 | 0
10:00 | 24.5 | 155.5 | 0 | 70.4 | 283.9 | 296.2 | 292.9 | 0.6 | 0
11:00 | 27.1 | 171.7 | 0 | 81.3 | 284.6 | 296.1 | 293.1 | 0.8 | 0
noon | 27.1 | -171.7 | 0 | 79 | 285.1 | 296.4 | 293.2 | 0.8 | 0
13:00 | 24.5 | -155.5 | 0 | 65.6 | 285.4 | 296.1 | 293.3 | 0.6 | 0
14:00 | 19.7 | -140.4 | 0 | 49.7 | 285.5 | 296 | 293.1 | 0.8 | 0
15:00 | 13 | -126.6 | 0 | 33.4 | 285.3 | 295.9 | 293 | 0.6 | 0
16:00 | 5.2 | -114 | 0 | 14.6 | 284.7 | 296 | 292.7 | 0.5 | 0
17:00 | -3.4 | -102 | 0 | 0.4 | 284.1 | 295.9 | 292.2 | 0.9 | 0
18:00 | -12.4 | -90.2 | 0 | 0 | 283.5 | 296.3 | 291.9 | 0.8 | 0
19:00 | -21.5 | -78 | 0 | 0 | 283.1 | 296 | 291.9 | 1 | 0
20:00 | -30.1 | -64.6 | 0 | 0 | 282.8 | 296.2 | 291.7 | 0.8 | 0
21:00 | -37.8 | -49.3 | 0 | 0 | 282.5 | 295.8 | 291.8 | 0.9 | 0
22:00 | -43.7 | -31.4 | 0 | 0 | 282.4 | 296.2 | 291.5 | 0.8 | 0
23:00 | -47 | -10.8 | 0 | 0 | 282.2 | 296 | 291.6 | 0.8 | 0
November
| solar | solar | direct | diffuse | outdoor | indoor | window | heating | blinds
| altitude | azimuth | radiation | radiation | temp. | temp. | temp. | load | closed
| (degrees) | (degrees) | (W-h/m2) | (W-h/m2) | (K) | (K) | (K) | (W-h/m2) | (% time)
midnight | -56.2 | 12.8 | 0 | 0 | 278.9 | 294.1 | 289.1 | 102.3 | 0
1:00 | -52.4 | 36.3 | 0 | 0 | 278.8 | 294.1 | 289.1 | 102.9 | 0
2:00 | -45.8 | 55.6 | 0 | 0 | 278.6 | 294.1 | 289.1 | 109 | 0
3:00 | -37.7 | 71.1 | 0 | 0 | 278.5 | 294.1 | 289 | 105.4 | 0
4:00 | -28.8 | 84.3 | 0 | 0 | 278.4 | 294.1 | 289 | 101.3 | 0
5:00 | -19.7 | 96.2 | 0 | 0 | 278.4 | 294.1 | 289 | 104.8 | 0
6:00 | -10.7 | 107.7 | 0 | 0 | 278.3 | 294.1 | 289 | 105.1 | 0
7:00 | -2.4 | 119.2 | 0 | 1 | 278.2 | 294.1 | 288.9 | 105.7 | 0
8:00 | 5 | 131.2 | 0 | 16 | 278.4 | 296.1 | 289.6 | 1.5 | 0
9:00 | 11.1 | 144.1 | 0 | 30.1 | 278.8 | 294.8 | 291.2 | 3 | 0
10:00 | 15.5 | 157.9 | 0 | 45.9 | 279.2 | 296.3 | 290.7 | 1.3 | 0
11:00 | 17.8 | 172.5 | 0 | 57.8 | 279.7 | 295.5 | 291.5 | 2.5 | 0
noon | 17.8 | -172.5 | 0 | 55.3 | 280.1 | 296.3 | 291.3 | 1.3 | 0
13:00 | 15.5 | -157.9 | 0 | 47.3 | 280.3 | 295.8 | 291.2 | 2.1 | 0
14:00 | 11.1 | -144.1 | 0 | 30.2 | 280.4 | 296.1 | 291.4 | 1.8 | 0
15:00 | 5 | -131.2 | 0 | 12.9 | 280.2 | 295.9 | 290.8 | 1.8 | 0
16:00 | -2.4 | -119.2 | 0 | 0 | 280 | 295.8 | 290.8 | 1.8 | 0
17:00 | -10.7 | -107.7 | 0 | 0 | 279.7 | 295.8 | 290.6 | 2.1 | 0
18:00 | -19.7 | -96.2 | 0 | 0 | 279.6 | 295.7 | 290.7 | 1.9 | 0
19:00 | -28.8 | -84.3 | 0 | 0 | 279.4 | 295.8 | 290.6 | 1.9 | 0
20:00 | -37.7 | -71.1 | 0 | 0 | 279.4 | 295.8 | 290.5 | 2.1 | 0
21:00 | -45.8 | -55.6 | 0 | 0 | 279.2 | 295.8 | 290.5 | 2.3 | 0
22:00 | -52.4 | -36.3 | 0 | 0 | 279 | 296 | 290.4 | 1.8 | 0
23:00 | -56.2 | -12.8 | 0 | 0 | 278.8 | 295.7 | 290.5 | 2.3 | 0
December
| solar | solar | direct | diffuse | outdoor | indoor | window | heating | blinds
| altitude | azimuth | radiation | radiation | temp. | temp. | temp. | load | closed
| (degrees) | (degrees) | (W-h/m2) | (W-h/m2) | (K) | (K) | (K) | (W-h/m2) | (% time)
midnight | -60.2 | 13.9 | 0 | 0 | 276.9 | 294.1 | 288.5 | 107.1 | 0
1:00 | -56.1 | 39.1 | 0 | 0 | 276.8 | 294.1 | 288.5 | 110.7 | 0
2:00 | -49.2 | 58.9 | 0 | 0 | 276.8 | 294.1 | 288.5 | 111.1 | 0
3:00 | -40.9 | 74.4 | 0 | 0 | 276.8 | 294.1 | 288.5 | 111.1 | 0
4:00 | -31.9 | 87.4 | 0 | 0 | 276.9 | 294.1 | 288.5 | 108.4 | 0
5:00 | -22.8 | 99.1 | 0 | 0 | 277 | 294.1 | 288.5 | 111.5 | 0
6:00 | -14 | 110.2 | 0 | 0 | 276.9 | 294.1 | 288.5 | 108.6 | 0
7:00 | -5.8 | 121.5 | 0 | 0 | 276.9 | 294.1 | 288.5 | 105.8 | 0
8:00 | 1.4 | 133.2 | 0 | 1.8 | 277.1 | 296.1 | 289 | 1.8 | 0
9:00 | 7.3 | 145.7 | 0 | 14.9 | 277.3 | 294.8 | 290.5 | 3.7 | 0
10:00 | 11.6 | 158.9 | 0 | 28.6 | 277.7 | 296.3 | 289.9 | 2.1 | 0
11:00 | 13.8 | 172.9 | 0 | 36.8 | 277.9 | 295.3 | 291.1 | 3.4 | 0
noon | 13.8 | -172.9 | 0 | 37.9 | 278.2 | 296.6 | 290.2 | 1.7 | 0
13:00 | 11.6 | -158.9 | 0 | 29 | 278.4 | 295.6 | 290.6 | 2.9 | 0
14:00 | 7.3 | -145.7 | 0 | 18.1 | 278.3 | 296 | 290.3 | 1.8 | 0
15:00 | 1.4 | -133.2 | 0 | 4.7 | 278.2 | 295.9 | 290.2 | 2.6 | 0
16:00 | -5.8 | -121.5 | 0 | 0 | 277.8 | 296 | 290.2 | 2.3 | 0
17:00 | -14 | -110.2 | 0 | 0 | 277.7 | 295.9 | 290.1 | 2.7 | 0
18:00 | -22.8 | -99.1 | 0 | 0 | 277.5 | 295.8 | 290.2 | 2.6 | 0
19:00 | -31.9 | -87.4 | 0 | 0 | 277.5 | 296 | 290 | 2.6 | 0
20:00 | -40.9 | -74.4 | 0 | 0 | 277.3 | 296 | 290 | 2.3 | 0
21:00 | -49.2 | -58.9 | 0 | 0 | 277.1 | 295.9 | 289.7 | 2.4 | 0
22:00 | -56.1 | -39.1 | 0 | 0 | 277.1 | 296 | 289.8 | 2.4 | 0
23:00 | -60.2 | -13.9 | 0 | 0 | 277 | 295.8 | 289.7 | 2.7 | 0

## Sheet10
Scenario Two (yellow)
Tue Dec 03 2019 22:59:02 GMT+0000 (Greenwich Mean Time)
Setup Information:
Building
Location | UK - London
Building length, side A | N/A
Building length, side B | N/A
Simulation Type
Simulation Type | one_sided
Window Description
Typology | dgu_nb
Glazing Type | clear
Window Area | 10%
Wall Description
Insulation R-Value | 99999999.9 m2-K/W
Occupancy
Type | Low-rise Residential
Occupancy Load | 0.000 people per m2
Lighting Requirements | 400 lux
Equipment Load | 0.00 W/m2
Room Ventilation
Air Change Rate per Occupant | 15.0 liters / sec per person
Total Air Change Rate | 0.0 roomfuls per hour
Lighting Control
Lighting Control | lights do not respond to daylight: all lights fully on while building is occupied
Representative Room
Orientation | north
Room Depth | 27 m
Room Width | 5 m
Room Height | 2.2 m
Thermal Mass
Thermal Mass | none
Overhang
Overhang Depth | 0 m
Roof
Roof Type | adiabatic roof
Simulation Results:
Primary Energy Use and CO2 Emissions
| heating | cooling | lighting | total | CO2
| energy | energy | energy | energy | emissions
| (kWh/m2) | (kWh/m2) | (kWh/m2) | (kWh/m2) | (kg/m2)
January | 34 | 0 | 7.3 | 41.3 | 8.3
February | 28.2 | 0 | 6.6 | 34.8 | 7
March | 32.1 | 0 | 7.3 | 39.4 | 7.9
April | 25.7 | 0 | 7.1 | 32.8 | 6.6
May | 18.6 | 0 | 7.3 | 25.9 | 5.2
June | 9.3 | 0 | 7.1 | 16.4 | 3.3
July | 4.2 | 0 | 7.3 | 11.5 | 2.3
August | 4.1 | 0 | 7.3 | 11.4 | 2.3
September | 10 | 0 | 7.1 | 17.1 | 3.4
October | 15.3 | 0 | 7.3 | 22.6 | 4.5
November | 26 | 0 | 7.1 | 33.1 | 6.6
December | 28.3 | 0 | 7.3 | 35.6 | 7.1
Total | 235.8 | 0 | 86.1 | 321.9 | 64.4 | yearly energy
January
| solar | solar | direct | diffuse | outdoor | indoor | window | heating | blinds
| altitude | azimuth | radiation | radiation | temp. | temp. | temp. | load | closed
| (degrees) | (degrees) | (W-h/m2) | (W-h/m2) | (K) | (K) | (K) | (W-h/m2) | (% time)
midnight | -58.1 | 13.3 | 0 | 0 | 275.9 | 294.1 | 288.2 | 134.4 | 0
1:00 | -54.2 | 37.6 | 0 | 0 | 275.8 | 294.1 | 288.2 | 133.7 | 0
2:00 | -47.5 | 57.1 | 0 | 0 | 275.8 | 294.1 | 288.2 | 132.1 | 0
3:00 | -39.2 | 72.7 | 0 | 0 | 275.7 | 294.1 | 288.1 | 127.9 | 0
4:00 | -30.2 | 85.8 | 0 | 0 | 275.6 | 294.1 | 288.1 | 130.7 | 0
5:00 | -21.1 | 97.6 | 0 | 0 | 275.6 | 294.1 | 288.1 | 130.5 | 0
6:00 | -12.3 | 108.9 | 0 | 0 | 275.5 | 294.1 | 288.1 | 128.2 | 0
7:00 | -4 | 120.3 | 0 | 0 | 275.5 | 294.1 | 288.1 | 127 | 0
8:00 | 3.3 | 132.2 | 0 | 5.1 | 275.7 | 295.9 | 288.5 | 2.3 | 0
9:00 | 9.3 | 144.9 | 0 | 20.2 | 276.1 | 295.2 | 290 | 3.7 | 0
10:00 | 13.6 | 158.4 | 0 | 34.6 | 276.5 | 296.1 | 289.3 | 2.5 | 0
11:00 | 15.9 | 172.7 | 0 | 40.5 | 276.7 | 295.2 | 290.6 | 3.4 | 0
noon | 15.9 | -172.7 | 0 | 42.7 | 277.2 | 296.3 | 289.9 | 2.3 | 0
13:00 | 13.6 | -158.4 | 0 | 38.1 | 277.6 | 295.3 | 290.5 | 3.5 | 0
14:00 | 9.3 | -144.9 | 0 | 26.7 | 277.5 | 296 | 290.1 | 2.4 | 0
15:00 | 3.3 | -132.2 | 0 | 13.2 | 277.3 | 295.6 | 290 | 3.6 | 0
16:00 | -4 | -120.3 | 0 | 0.6 | 277 | 295.9 | 289.6 | 2.6 | 0
17:00 | -12.3 | -108.9 | 0 | 0 | 276.8 | 295.7 | 289.7 | 3.7 | 0
18:00 | -21.1 | -97.6 | 0 | 0 | 276.5 | 296 | 289.5 | 3.6 | 0
19:00 | -30.2 | -85.8 | 0 | 0 | 276.3 | 295.6 | 289.5 | 3.7 | 0
20:00 | -39.2 | -72.7 | 0 | 0 | 276.1 | 295.7 | 289.4 | 3.4 | 0
21:00 | -47.5 | -57.1 | 0 | 0 | 276.1 | 295.6 | 289.5 | 3.5 | 0
22:00 | -54.2 | -37.6 | 0 | 0 | 276 | 295.8 | 289.2 | 3.5 | 0
23:00 | -58.1 | -13.3 | 0 | 0 | 275.9 | 295.7 | 289.4 | 3.7 | 0
February
| solar | solar | direct | diffuse | outdoor | indoor | window | heating | blinds
| altitude | azimuth | radiation | radiation | temp. | temp. | temp. | load | closed
| (degrees) | (degrees) | (W-h/m2) | (W-h/m2) | (K) | (K) | (K) | (W-h/m2) | (% time)
midnight | -50.4 | 11.4 | 0 | 0 | 275.4 | 294.1 | 288 | 114.4 | 0
1:00 | -46.9 | 33 | 0 | 0 | 275.3 | 294.1 | 288 | 109.1 | 0
2:00 | -40.8 | 51.4 | 0 | 0 | 275.2 | 294.1 | 288 | 113.2 | 0
3:00 | -32.9 | 66.9 | 0 | 0 | 275.2 | 294.1 | 288 | 119.8 | 0
4:00 | -24.2 | 80.2 | 0 | 0 | 275.2 | 294.1 | 288 | 121.8 | 0
5:00 | -15.1 | 92.3 | 0 | 0 | 275.1 | 294.1 | 287.9 | 126.4 | 0
6:00 | -6.1 | 104 | 0 | 0 | 275.1 | 294.1 | 287.9 | 126.2 | 0
7:00 | 2.4 | 115.9 | 0 | 2.3 | 275.1 | 294.1 | 288 | 129.9 | 0
8:00 | 10.1 | 128.3 | 0 | 20.6 | 275.5 | 296 | 288.7 | 2.3 | 0
9:00 | 16.5 | 141.8 | 0 | 40.4 | 276.1 | 294.6 | 290.4 | 3.9 | 0
10:00 | 21.2 | 156.4 | 0 | 55.1 | 276.7 | 296.5 | 289.8 | 2 | 0
11:00 | 23.7 | 172 | 0 | 60.6 | 277.3 | 295.3 | 290.6 | 3.9 | 0
noon | 23.7 | -172 | 0 | 65.1 | 277.9 | 295.9 | 290.8 | 2.3 | 0
13:00 | 21.2 | -156.4 | 0 | 57 | 278.4 | 295.7 | 290.9 | 2.7 | 0
14:00 | 16.5 | -141.8 | 0 | 53.5 | 278.5 | 296 | 291 | 2.6 | 0
15:00 | 10.1 | -128.3 | 0 | 36 | 278.3 | 296 | 290.5 | 2.7 | 0
16:00 | 2.4 | -115.9 | 0 | 14.5 | 277.7 | 295.9 | 290 | 2.8 | 0
17:00 | -6.1 | -104 | 0 | 0.3 | 277.1 | 296 | 290 | 3 | 0
18:00 | -15.1 | -92.3 | 0 | 0 | 276.7 | 296 | 289.6 | 2.8 | 0
19:00 | -24.2 | -80.2 | 0 | 0 | 276.3 | 296.2 | 289.5 | 3.4 | 0
20:00 | -32.9 | -66.9 | 0 | 0 | 276 | 295.8 | 289.6 | 3.4 | 0
21:00 | -40.8 | -51.4 | 0 | 0 | 275.7 | 296.2 | 289.3 | 3.1 | 0
22:00 | -46.9 | -33 | 0 | 0 | 275.5 | 295.8 | 289.5 | 3.3 | 0
23:00 | -50.4 | -11.4 | 0 | 0 | 275.4 | 296.1 | 289.2 | 2.5 | 0
March
| solar | solar | direct | diffuse | outdoor | indoor | window | heating | blinds
| altitude | azimuth | radiation | radiation | temp. | temp. | temp. | load | closed
| (degrees) | (degrees) | (W-h/m2) | (W-h/m2) | (K) | (K) | (K) | (W-h/m2) | (% time)
midnight | -39 | 9.6 | 0 | 0 | 276.9 | 294.1 | 288.5 | 126.7 | 0
1:00 | -36 | 28.2 | 0 | 0 | 276.8 | 294.1 | 288.5 | 130.5 | 0
2:00 | -30.6 | 45 | 0 | 0 | 276.7 | 294.1 | 288.4 | 134.7 | 0
3:00 | -23.4 | 59.7 | 0 | 0 | 276.5 | 294.1 | 288.4 | 127.1 | 0
4:00 | -15 | 72.9 | 0 | 0 | 276.3 | 294.1 | 288.3 | 128.4 | 0
5:00 | -6.1 | 85.2 | 0 | 0 | 276.4 | 294.1 | 288.3 | 123.2 | 0
6:00 | 2.9 | 97.1 | 0 | 4.1 | 276.6 | 294.1 | 288.4 | 115.7 | 0
7:00 | 11.8 | 109.3 | 0 | 24.9 | 276.9 | 294.1 | 288.8 | 112.5 | 0
8:00 | 20 | 122.4 | 0 | 48.1 | 277.4 | 296.3 | 289.7 | 1.8 | 0
9:00 | 27 | 136.9 | 0 | 66.7 | 278 | 295 | 291.4 | 2.6 | 0
10:00 | 32.2 | 153.1 | 0 | 85.8 | 278.8 | 296.1 | 291.2 | 1.7 | 0
11:00 | 35.1 | 170.8 | 0 | 100 | 279.8 | 296 | 291.6 | 2 | 0
noon | 35.1 | -170.8 | 0 | 101.7 | 280.5 | 295.8 | 292.1 | 1.9 | 0
13:00 | 32.2 | -153.1 | 0 | 93 | 281.2 | 296 | 292.1 | 1.4 | 0
14:00 | 27 | -136.9 | 0 | 79.8 | 281.5 | 296 | 292.1 | 1.7 | 0
15:00 | 20 | -122.4 | 0 | 58.9 | 281.4 | 295.6 | 292 | 1.9 | 0
16:00 | 11.8 | -109.3 | 0 | 34.5 | 280.9 | 296.3 | 291.2 | 1.9 | 0
17:00 | 2.9 | -97.1 | 0 | 15.4 | 280.1 | 295.7 | 290.9 | 2.5 | 0
18:00 | -6.1 | -85.2 | 0 | 0 | 279.4 | 296.1 | 290.4 | 2 | 0
19:00 | -15 | -72.9 | 0 | 0 | 278.7 | 295.8 | 290.1 | 3 | 0
20:00 | -23.4 | -59.7 | 0 | 0 | 278.2 | 295.8 | 290.2 | 2.7 | 0
21:00 | -30.6 | -45 | 0 | 0 | 277.8 | 295.6 | 289.8 | 4 | 0
22:00 | -36 | -28.2 | 0 | 0 | 277.3 | 295.7 | 289.9 | 3.2 | 0
23:00 | -39 | -9.6 | 0 | 0 | 277.1 | 295.8 | 289.7 | 4.1 | 0
April
| solar | solar | direct | diffuse | outdoor | indoor | window | heating | blinds
| altitude | azimuth | radiation | radiation | temp. | temp. | temp. | load | closed
| (degrees) | (degrees) | (W-h/m2) | (W-h/m2) | (K) | (K) | (K) | (W-h/m2) | (% time)
midnight | -27.1 | 8.3 | 0 | 0 | 278.5 | 294.1 | 289 | 103.8 | 0
1:00 | -24.5 | 24.4 | 0 | 0 | 278.2 | 294.1 | 288.9 | 102 | 0
2:00 | -19.7 | 39.5 | 0 | 0 | 278 | 294.1 | 288.9 | 103.6 | 0
3:00 | -13.1 | 53.3 | 0 | 0 | 277.7 | 294.1 | 288.8 | 105.6 | 0
4:00 | -5.2 | 66 | 0 | 0 | 277.4 | 294.1 | 288.7 | 104.6 | 0
5:00 | 3.4 | 78 | 3 | 8 | 277.6 | 294.1 | 288.8 | 103.5 | 0
6:00 | 12.4 | 89.8 | 0.4 | 33.9 | 278.1 | 294.1 | 289.2 | 106.9 | 0
7:00 | 21.5 | 102 | 0 | 60.7 | 278.8 | 294.1 | 289.8 | 103.7 | 0
8:00 | 30.1 | 115.3 | 0 | 79.7 | 279.5 | 296.6 | 290.8 | 1.4 | 0
9:00 | 37.7 | 130.6 | 0 | 102.3 | 280.6 | 295.7 | 291.9 | 2.6 | 0
10:00 | 43.7 | 148.5 | 0 | 121.4 | 281.5 | 295.6 | 292.8 | 1.7 | 0
11:00 | 47 | 169.1 | 0 | 133.9 | 282.5 | 295.7 | 293 | 1.3 | 0
noon | 47 | -169.1 | 0 | 135.6 | 283.5 | 295.8 | 293.4 | 1.2 | 0
13:00 | 43.7 | -148.5 | 0 | 127.4 | 284.2 | 296.3 | 293.3 | 0.9 | 0
14:00 | 37.7 | -130.6 | 0 | 116.3 | 284.7 | 296 | 293.6 | 0.9 | 0
15:00 | 30.1 | -115.3 | 0 | 86.8 | 285 | 296.1 | 293.3 | 0.8 | 0
16:00 | 21.5 | -102 | 0 | 66.8 | 284.7 | 296 | 292.9 | 0.9 | 0
17:00 | 12.4 | -89.8 | 0.5 | 41.3 | 283.9 | 295.9 | 292.4 | 1.1 | 0
18:00 | 3.4 | -78 | 12.3 | 16.4 | 283 | 295.9 | 292.1 | 1.2 | 0
19:00 | -5.2 | -66 | 0 | 0 | 282 | 295.8 | 291.5 | 1.4 | 0
20:00 | -13.1 | -53.3 | 0 | 0 | 281 | 296 | 291 | 1.7 | 0
21:00 | -19.7 | -39.5 | 0 | 0 | 280 | 295.9 | 290.8 | 1.9 | 0
22:00 | -24.5 | -24.4 | 0 | 0 | 279.3 | 296.1 | 290.1 | 2.2 | 0
23:00 | -27.1 | -8.3 | 0 | 0 | 278.6 | 296 | 290.4 | 2.7 | 0
May
| solar | solar | direct | diffuse | outdoor | indoor | window | heating | blinds
| altitude | azimuth | radiation | radiation | temp. | temp. | temp. | load | closed
| (degrees) | (degrees) | (W-h/m2) | (W-h/m2) | (K) | (K) | (K) | (W-h/m2) | (% time)
midnight | -17.9 | 7.4 | 0 | 0 | 281 | 294.1 | 289.8 | 74.1 | 0
1:00 | -15.5 | 22 | 0 | 0 | 280.8 | 294.1 | 289.7 | 74.9 | 0
2:00 | -11.1 | 35.8 | 0 | 0 | 280.5 | 294.1 | 289.7 | 75.4 | 0
3:00 | -5 | 48.7 | 0 | 0 | 280.2 | 294.1 | 289.5 | 74 | 0
4:00 | 2.4 | 60.8 | 12.8 | 10.9 | 280.2 | 294.1 | 289.8 | 76.2 | 0
5:00 | 10.7 | 72.3 | 41.5 | 40.6 | 280.5 | 294.1 | 290.5 | 75.8 | 0
6:00 | 19.6 | 83.7 | 18 | 62.9 | 280.9 | 294.1 | 290.6 | 76 | 0
7:00 | 28.7 | 95.6 | 0 | 84.8 | 281.8 | 294.1 | 291 | 67.6 | 0
8:00 | 37.6 | 108.8 | 0 | 101.3 | 282.7 | 296.9 | 292.3 | 0.6 | 0
9:00 | 45.8 | 124.4 | 0 | 131.7 | 283.7 | 296.1 | 293.2 | 0.9 | 0
10:00 | 52.4 | 143.6 | 0 | 145.9 | 284.8 | 295.7 | 293.7 | 0.7 | 0
11:00 | 56.2 | 167.2 | 0 | 152.2 | 285.8 | 296 | 294.4 | 0.3 | 0
noon | 56.2 | -167.2 | 0 | 145.7 | 286.8 | 296.3 | 294.6 | 0.3 | 0
13:00 | 52.4 | -143.6 | 0 | 137.1 | 287.6 | 296.2 | 294.8 | 0.3 | 0
14:00 | 45.8 | -124.4 | 0 | 134.2 | 288 | 296.3 | 294.9 | 0.3 | 0
15:00 | 37.6 | -108.8 | 0 | 116.3 | 288 | 296 | 294.8 | 0.3 | 0
16:00 | 28.7 | -95.6 | 0 | 97.6 | 287.9 | 295.9 | 294.4 | 0.3 | 0
17:00 | 19.6 | -83.7 | 19 | 74.3 | 287.3 | 296.1 | 294.1 | 0.2 | 0
18:00 | 10.7 | -72.3 | 47.9 | 48.7 | 286.3 | 295.9 | 293.9 | 0.2 | 0
19:00 | 2.4 | -60.8 | 25.2 | 18.1 | 285.1 | 296 | 292.9 | 0.4 | 0
20:00 | -5 | -48.7 | 0 | 0 | 284 | 295.8 | 292.2 | 0.5 | 0
21:00 | -11.1 | -35.8 | 0 | 0 | 283.1 | 296.1 | 291.5 | 0.5 | 0
22:00 | -15.5 | -22 | 0 | 0 | 282.3 | 295.5 | 291.7 | 1 | 0
23:00 | -17.9 | -7.4 | 0 | 0 | 281.5 | 296 | 291.1 | 0.9 | 0
June
| solar | solar | direct | diffuse | outdoor | indoor | window | heating | blinds
| altitude | azimuth | radiation | radiation | temp. | temp. | temp. | load | closed
| (degrees) | (degrees) | (W-h/m2) | (W-h/m2) | (K) | (K) | (K) | (W-h/m2) | (% time)
midnight | -13.8 | 7 | 0 | 0 | 284.5 | 294.2 | 291 | 41.7 | 0
1:00 | -11.6 | 21 | 0 | 0 | 284.2 | 294.2 | 290.9 | 40.7 | 0
2:00 | -7.3 | 34.3 | 0 | 0 | 283.9 | 294.1 | 290.8 | 37.3 | 0
3:00 | -1.4 | 46.7 | 0 | 0 | 283.6 | 294.1 | 290.6 | 36.3 | 0
4:00 | 5.8 | 58.4 | 47 | 27.4 | 283.7 | 294.2 | 291.6 | 37.8 | 0
5:00 | 14 | 69.7 | 54.6 | 52.4 | 284.2 | 294.3 | 292.1 | 37.8 | 0
6:00 | 22.8 | 80.8 | 26.7 | 76.8 | 284.6 | 294.3 | 292.1 | 39 | 0
7:00 | 31.9 | 92.5 | 0 | 90.6 | 285.2 | 294.4 | 292.3 | 37.5 | 0
8:00 | 40.9 | 105.5 | 0 | 104.6 | 286.2 | 296.7 | 293.7 | 0.2 | 0
9:00 | 49.2 | 121 | 0 | 130.5 | 287.2 | 296.2 | 294.6 | 0.3 | 0
10:00 | 56.1 | 140.8 | 0 | 140.9 | 288.1 | 296.2 | 294.9 | 0.1 | 0
11:00 | 60.2 | 166 | 0 | 149.1 | 289.1 | 296.7 | 295.6 | 0.2 | 0
noon | 60.2 | -166 | 0 | 150.4 | 290 | 296.9 | 296 | 0.1 | 0
13:00 | 56.1 | -140.8 | 0 | 149.6 | 290.6 | 297.1 | 296.4 | 0.1 | 0
14:00 | 49.2 | -121 | 0 | 133.5 | 291 | 296.9 | 296.4 | 0 | 0
15:00 | 40.9 | -105.5 | 0 | 111.8 | 291.1 | 297.1 | 296 | 0 | 0
16:00 | 31.9 | -92.5 | 0 | 113.1 | 290.9 | 296.7 | 296 | 0.1 | 0
17:00 | 22.8 | -80.8 | 25.1 | 93.4 | 290.2 | 296.5 | 295.7 | 0.1 | 0
18:00 | 14 | -69.7 | 50.8 | 67.2 | 289.3 | 296.1 | 295.3 | 0.2 | 0
19:00 | 5.8 | -58.4 | 47.8 | 41 | 288.3 | 296.1 | 294.6 | 0.2 | 0
20:00 | -1.4 | -46.7 | 0 | 0 | 287.4 | 296.2 | 293.3 | 0.3 | 0
21:00 | -7.3 | -34.3 | 0 | 0 | 286.4 | 295.8 | 293.1 | 0.3 | 0
22:00 | -11.6 | -21 | 0 | 0 | 285.7 | 296 | 292.8 | 0.4 | 0
23:00 | -13.8 | -7 | 0 | 0 | 284.8 | 295.9 | 292.6 | 0.5 | 0
July
| solar | solar | direct | diffuse | outdoor | indoor | window | heating | blinds
| altitude | azimuth | radiation | radiation | temp. | temp. | temp. | load | closed
| (degrees) | (degrees) | (W-h/m2) | (W-h/m2) | (K) | (K) | (K) | (W-h/m2) | (% time)
midnight | -15.9 | 7.2 | 0 | 0 | 286.4 | 295.5 | 292.5 | 15.2 | 0
1:00 | -13.7 | 21.5 | 0 | 0 | 286.1 | 295.4 | 292.3 | 18.6 | 0
2:00 | -9.3 | 35.1 | 0 | 0 | 285.6 | 295.2 | 292.1 | 18.8 | 0
3:00 | -3.3 | 47.8 | 0 | 0 | 285.3 | 295.1 | 291.9 | 17.2 | 0
4:00 | 4 | 59.7 | 7.4 | 13.9 | 285.5 | 295 | 292.1 | 17.7 | 0
5:00 | 12.3 | 71 | 22.1 | 43.4 | 285.8 | 295.1 | 292.7 | 16.2 | 0
6:00 | 21.1 | 82.3 | 12.9 | 72.5 | 286.4 | 295.2 | 293.1 | 16.8 | 0
7:00 | 30.2 | 94.1 | 0 | 90.2 | 286.8 | 295.4 | 293.5 | 14.7 | 0
8:00 | 39.2 | 107.3 | 0 | 107.5 | 287.6 | 297.3 | 294.9 | 0 | 0
9:00 | 47.4 | 122.8 | 0 | 130 | 288.7 | 297.2 | 295.4 | 0 | 0
10:00 | 54.2 | 142.4 | 0 | 152.9 | 289.7 | 297.3 | 296.3 | 0 | 0
11:00 | 58.1 | 166.6 | 0 | 166.1 | 290.7 | 297.4 | 297 | 0 | 0
noon | 58.1 | -166.6 | 0 | 174.3 | 291.7 | 297.6 | 297.4 | 0 | 0
13:00 | 54.2 | -142.4 | 0 | 161.4 | 292.5 | 297.5 | 297.6 | 0 | 0
14:00 | 47.4 | -122.8 | 0 | 145.3 | 292.9 | 297.4 | 297.5 | 0 | 0
15:00 | 39.2 | -107.3 | 0 | 120.5 | 293 | 297.5 | 297.1 | 0 | 0
16:00 | 30.2 | -94.1 | 0 | 114.7 | 292.8 | 297.2 | 297 | 0 | 0
17:00 | 21.1 | -82.3 | 18.9 | 91.1 | 292.4 | 297.4 | 296.8 | 0 | 0
18:00 | 12.3 | -71 | 59.5 | 68.5 | 291.5 | 297.4 | 296.7 | 0 | 0
19:00 | 4 | -59.7 | 57.7 | 35.1 | 290.4 | 297.3 | 296 | 0 | 0
20:00 | -3.3 | -47.8 | 0 | 0 | 289.3 | 297 | 294.6 | 0 | 0
21:00 | -9.3 | -35.1 | 0 | 0 | 288.4 | 296.9 | 294.4 | 0 | 0
22:00 | -13.7 | -21.5 | 0 | 0 | 287.5 | 297 | 294 | 0.1 | 0
23:00 | -15.9 | -7.2 | 0 | 0 | 286.8 | 296.9 | 293.7 | 0 | 0
August
| solar | solar | direct | diffuse | outdoor | indoor | window | heating | blinds
| altitude | azimuth | radiation | radiation | temp. | temp. | temp. | load | closed
| (degrees) | (degrees) | (W-h/m2) | (W-h/m2) | (K) | (K) | (K) | (W-h/m2) | (% time)
midnight | -23.7 | 7.9 | 0 | 0 | 286.4 | 295.1 | 292.3 | 13.2 | 0
1:00 | -21.3 | 23.5 | 0 | 0 | 286 | 295 | 292 | 14.4 | 0
2:00 | -16.6 | 38.1 | 0 | 0 | 285.9 | 294.9 | 291.9 | 16 | 0
3:00 | -10.1 | 51.6 | 0 | 0 | 285.4 | 294.8 | 291.7 | 17.1 | 0
4:00 | -2.4 | 64.1 | 0 | 0 | 285.1 | 294.7 | 291.6 | 19.3 | 0
5:00 | 6 | 75.9 | 12.7 | 19 | 285.3 | 294.7 | 291.9 | 18.6 | 0
6:00 | 15.1 | 87.6 | 5.8 | 45.6 | 285.9 | 294.8 | 292.3 | 17.6 | 0
7:00 | 24.2 | 99.7 | 0 | 76 | 286.5 | 295 | 293 | 17.7 | 0
8:00 | 32.9 | 113.1 | 0 | 96.4 | 287.3 | 297 | 294.5 | 0 | 0
9:00 | 40.7 | 128.5 | 0 | 119 | 288.2 | 296.9 | 295.3 | 0 | 0
10:00 | 46.9 | 146.9 | 0 | 144.3 | 289.3 | 296.9 | 295.9 | 0 | 0
11:00 | 50.3 | 168.5 | 0 | 156.9 | 290.4 | 296.9 | 296.5 | 0 | 0
noon | 50.3 | -168.5 | 0 | 169.1 | 291.3 | 297.2 | 297 | 0 | 0
13:00 | 46.9 | -146.9 | 0 | 150.2 | 292 | 297.3 | 297.2 | 0 | 0
14:00 | 40.7 | -128.5 | 0 | 130.8 | 292.5 | 297.3 | 297.1 | 0 | 0
15:00 | 32.9 | -113.1 | 0 | 103.7 | 292.6 | 297.4 | 296.9 | 0 | 0
16:00 | 24.2 | -99.7 | 0 | 76.7 | 292.2 | 297.3 | 296.5 | 0 | 0
17:00 | 15.1 | -87.6 | 6.3 | 56.4 | 291.7 | 297.3 | 296 | 0 | 0
18:00 | 6 | -75.9 | 24.9 | 35.1 | 290.9 | 297.4 | 295.6 | 0 | 0
19:00 | -2.4 | -64.1 | 0 | 6 | 289.9 | 297.1 | 294.8 | 0 | 0
20:00 | -10.1 | -51.6 | 0 | 0 | 289 | 297.1 | 294.4 | 0 | 0
21:00 | -16.6 | -38.1 | 0 | 0 | 288.1 | 297.2 | 294.1 | 0 | 0
22:00 | -21.3 | -23.5 | 0 | 0 | 287.3 | 296.9 | 293.6 | 0 | 0
23:00 | -23.7 | -7.9 | 0 | 0 | 286.6 | 296.9 | 293.4 | 0 | 0
September
| solar | solar | direct | diffuse | outdoor | indoor | window | heating | blinds
| altitude | azimuth | radiation | radiation | temp. | temp. | temp. | load | closed
| (degrees) | (degrees) | (W-h/m2) | (W-h/m2) | (K) | (K) | (K) | (W-h/m2) | (% time)
midnight | -35.1 | 9.1 | 0 | 0 | 284.9 | 295.2 | 291.8 | 41.6 | 0
1:00 | -32.3 | 26.9 | 0 | 0 | 284.8 | 295.1 | 291.7 | 41.8 | 0
2:00 | -27.1 | 43.1 | 0 | 0 | 284.5 | 295 | 291.5 | 41.2 | 0
3:00 | -20 | 57.5 | 0 | 0 | 284.3 | 294.9 | 291.4 | 40.6 | 0
4:00 | -11.8 | 70.6 | 0 | 0 | 284.1 | 294.8 | 291.3 | 41.3 | 0
5:00 | -3 | 82.8 | 0 | 0.3 | 284 | 294.7 | 291.2 | 43.5 | 0
6:00 | 6 | 94.7 | 0 | 19.9 | 284.3 | 294.7 | 291.5 | 41.6 | 0
7:00 | 15 | 107 | 0 | 44.4 | 284.7 | 294.7 | 291.9 | 36.8 | 0
8:00 | 23.3 | 120.2 | 0 | 67.9 | 285.4 | 297 | 293.4 | 0.4 | 0
9:00 | 30.6 | 135 | 0 | 89.9 | 286.1 | 296.7 | 294.3 | 0.6 | 0
10:00 | 36 | 151.7 | 0 | 104.9 | 286.8 | 296.7 | 294.7 | 0.3 | 0
11:00 | 39 | 170.3 | 0 | 105.9 | 287.6 | 296.9 | 294.8 | 0.2 | 0
noon | 39 | -170.3 | 0 | 104.9 | 288.3 | 296.9 | 295.1 | 0.1 | 0
13:00 | 36 | -151.7 | 0 | 101.4 | 288.9 | 297 | 295.2 | 0.1 | 0
14:00 | 30.6 | -135 | 0 | 92.6 | 289.4 | 297.1 | 295.5 | 0.2 | 0
15:00 | 23.3 | -120.2 | 0 | 73.2 | 289.5 | 297.1 | 295.3 | 0.1 | 0
16:00 | 15 | -107 | 0 | 44.6 | 289.3 | 297.2 | 294.8 | 0.1 | 0
17:00 | 6 | -94.7 | 0 | 23.9 | 288.6 | 297 | 294.4 | 0.1 | 0
18:00 | -3 | -82.8 | 0 | 2.4 | 287.8 | 297 | 293.9 | 0.2 | 0
19:00 | -11.8 | -70.6 | 0 | 0 | 287.1 | 296.7 | 293.7 | 0.5 | 0
20:00 | -20 | -57.5 | 0 | 0 | 286.5 | 296.6 | 293.5 | 0.6 | 0
21:00 | -27.1 | -43.1 | 0 | 0 | 285.9 | 296.7 | 293.1 | 0.7 | 0
22:00 | -32.3 | -26.9 | 0 | 0 | 285.3 | 296.4 | 293.1 | 0.7 | 0
23:00 | -35.1 | -9.1 | 0 | 0 | 285 | 297 | 292.9 | 0.7 | 0
October
| solar | solar | direct | diffuse | outdoor | indoor | window | heating | blinds
| altitude | azimuth | radiation | radiation | temp. | temp. | temp. | load | closed
| (degrees) | (degrees) | (W-h/m2) | (W-h/m2) | (K) | (K) | (K) | (W-h/m2) | (% time)
midnight | -47 | 10.8 | 0 | 0 | 282.1 | 294.3 | 290.3 | 56.9 | 0
1:00 | -43.7 | 31.4 | 0 | 0 | 282.1 | 294.3 | 290.3 | 55.9 | 0
2:00 | -37.8 | 49.3 | 0 | 0 | 282 | 294.3 | 290.2 | 57.3 | 0
3:00 | -30.1 | 64.6 | 0 | 0 | 281.8 | 294.2 | 290.2 | 58.2 | 0
4:00 | -21.5 | 78 | 0 | 0 | 281.8 | 294.2 | 290.1 | 59.7 | 0
5:00 | -12.4 | 90.2 | 0 | 0 | 281.7 | 294.2 | 290.1 | 64.4 | 0
6:00 | -3.4 | 102 | 0 | 0.8 | 281.8 | 294.2 | 290.1 | 65.1 | 0
7:00 | 5.2 | 114 | 0 | 16.8 | 282.2 | 294.2 | 290.4 | 64 | 0
8:00 | 13 | 126.6 | 0 | 37.6 | 282.6 | 296.4 | 291.5 | 0.6 | 0
9:00 | 19.7 | 140.4 | 0 | 61.3 | 283.3 | 295.7 | 293 | 1.2 | 0
10:00 | 24.5 | 155.5 | 0 | 70.4 | 283.9 | 296.2 | 292.9 | 0.6 | 0
11:00 | 27.1 | 171.7 | 0 | 81.3 | 284.6 | 296.3 | 293.1 | 0.8 | 0
noon | 27.1 | -171.7 | 0 | 79 | 285.1 | 296.4 | 293.3 | 0.8 | 0
13:00 | 24.5 | -155.5 | 0 | 65.6 | 285.4 | 296 | 293.3 | 0.6 | 0
14:00 | 19.7 | -140.4 | 0 | 49.7 | 285.5 | 296 | 293.2 | 0.8 | 0
15:00 | 13 | -126.6 | 0 | 33.4 | 285.3 | 296.1 | 292.9 | 0.6 | 0
16:00 | 5.2 | -114 | 0 | 14.6 | 284.7 | 295.8 | 292.6 | 0.5 | 0
17:00 | -3.4 | -102 | 0 | 0.4 | 284.1 | 296.1 | 292.2 | 0.9 | 0
18:00 | -12.4 | -90.2 | 0 | 0 | 283.5 | 296.1 | 291.7 | 0.9 | 0
19:00 | -21.5 | -78 | 0 | 0 | 283.1 | 295.9 | 291.8 | 0.9 | 0
20:00 | -30.1 | -64.6 | 0 | 0 | 282.8 | 296 | 291.7 | 0.7 | 0
21:00 | -37.8 | -49.3 | 0 | 0 | 282.5 | 295.9 | 291.8 | 0.9 | 0
22:00 | -43.7 | -31.4 | 0 | 0 | 282.4 | 295.9 | 291.6 | 0.9 | 0
23:00 | -47 | -10.8 | 0 | 0 | 282.2 | 295.9 | 291.5 | 0.8 | 0
November
| solar | solar | direct | diffuse | outdoor | indoor | window | heating | blinds
| altitude | azimuth | radiation | radiation | temp. | temp. | temp. | load | closed
| (degrees) | (degrees) | (W-h/m2) | (W-h/m2) | (K) | (K) | (K) | (W-h/m2) | (% time)
midnight | -56.2 | 12.8 | 0 | 0 | 278.9 | 294.1 | 289.1 | 102.2 | 0
1:00 | -52.4 | 36.3 | 0 | 0 | 278.8 | 294.1 | 289.1 | 102.9 | 0
2:00 | -45.8 | 55.6 | 0 | 0 | 278.6 | 294.1 | 289.1 | 109 | 0
3:00 | -37.7 | 71.1 | 0 | 0 | 278.5 | 294.1 | 289 | 105.4 | 0
4:00 | -28.8 | 84.3 | 0 | 0 | 278.4 | 294.1 | 289 | 101.3 | 0
5:00 | -19.7 | 96.2 | 0 | 0 | 278.4 | 294.1 | 289 | 104.8 | 0
6:00 | -10.7 | 107.7 | 0 | 0 | 278.3 | 294.1 | 289 | 105.1 | 0
7:00 | -2.4 | 119.2 | 0 | 1 | 278.2 | 294.1 | 288.9 | 105.8 | 0
8:00 | 5 | 131.2 | 0 | 16 | 278.4 | 296.1 | 289.5 | 1.6 | 0
9:00 | 11.1 | 144.1 | 0 | 30.1 | 278.8 | 294.8 | 291.2 | 2.8 | 0
10:00 | 15.5 | 157.9 | 0 | 45.9 | 279.2 | 296.3 | 290.7 | 1.3 | 0
11:00 | 17.8 | 172.5 | 0 | 57.8 | 279.7 | 295.5 | 291.5 | 2.6 | 0
noon | 17.8 | -172.5 | 0 | 55.3 | 280.1 | 296.3 | 291.3 | 1.2 | 0
13:00 | 15.5 | -157.9 | 0 | 47.3 | 280.3 | 295.8 | 291.4 | 2.1 | 0
14:00 | 11.1 | -144.1 | 0 | 30.2 | 280.4 | 296 | 291.3 | 1.6 | 0
15:00 | 5 | -131.2 | 0 | 12.9 | 280.2 | 295.9 | 290.9 | 1.9 | 0
16:00 | -2.4 | -119.2 | 0 | 0 | 280 | 296 | 290.7 | 1.6 | 0
17:00 | -10.7 | -107.7 | 0 | 0 | 279.7 | 295.8 | 290.6 | 2.2 | 0
18:00 | -19.7 | -96.2 | 0 | 0 | 279.6 | 295.9 | 290.7 | 1.7 | 0
19:00 | -28.8 | -84.3 | 0 | 0 | 279.4 | 295.8 | 290.6 | 2.2 | 0
20:00 | -37.7 | -71.1 | 0 | 0 | 279.4 | 296.1 | 290.4 | 1.8 | 0
21:00 | -45.8 | -55.6 | 0 | 0 | 279.2 | 295.8 | 290.5 | 2.6 | 0
22:00 | -52.4 | -36.3 | 0 | 0 | 279 | 295.8 | 290.4 | 1.7 | 0
23:00 | -56.2 | -12.8 | 0 | 0 | 278.8 | 295.9 | 290.4 | 2.3 | 0
December
| solar | solar | direct | diffuse | outdoor | indoor | window | heating | blinds
| altitude | azimuth | radiation | radiation | temp. | temp. | temp. | load | closed
| (degrees) | (degrees) | (W-h/m2) | (W-h/m2) | (K) | (K) | (K) | (W-h/m2) | (% time)
midnight | -60.2 | 13.9 | 0 | 0 | 276.9 | 294.1 | 288.5 | 107 | 0
1:00 | -56.1 | 39.1 | 0 | 0 | 276.8 | 294.1 | 288.5 | 110.8 | 0
2:00 | -49.2 | 58.9 | 0 | 0 | 276.8 | 294.1 | 288.5 | 111.1 | 0
3:00 | -40.9 | 74.4 | 0 | 0 | 276.8 | 294.1 | 288.5 | 111.1 | 0
4:00 | -31.9 | 87.4 | 0 | 0 | 276.9 | 294.1 | 288.5 | 108.5 | 0
5:00 | -22.8 | 99.1 | 0 | 0 | 277 | 294.1 | 288.5 | 111.5 | 0
6:00 | -14 | 110.2 | 0 | 0 | 276.9 | 294.1 | 288.5 | 108.7 | 0
7:00 | -5.8 | 121.5 | 0 | 0 | 276.9 | 294.1 | 288.5 | 105.9 | 0
8:00 | 1.4 | 133.2 | 0 | 1.8 | 277.1 | 296 | 289 | 1.8 | 0
9:00 | 7.3 | 145.7 | 0 | 14.9 | 277.3 | 294.8 | 290.4 | 3.5 | 0
10:00 | 11.6 | 158.9 | 0 | 28.6 | 277.7 | 296.2 | 289.9 | 2.1 | 0
11:00 | 13.8 | 172.9 | 0 | 36.8 | 277.9 | 295.2 | 291 | 3.4 | 0
noon | 13.8 | -172.9 | 0 | 37.9 | 278.2 | 296.5 | 290.2 | 1.8 | 0
13:00 | 11.6 | -158.9 | 0 | 29 | 278.4 | 295.7 | 290.7 | 2.9 | 0
14:00 | 7.3 | -145.7 | 0 | 18.1 | 278.3 | 296.1 | 290.3 | 1.8 | 0
15:00 | 1.4 | -133.2 | 0 | 4.7 | 278.2 | 295.7 | 290.1 | 2.9 | 0
16:00 | -5.8 | -121.5 | 0 | 0 | 277.8 | 296.1 | 290.1 | 2 | 0
17:00 | -14 | -110.2 | 0 | 0 | 277.7 | 295.6 | 289.9 | 2.9 | 0
18:00 | -22.8 | -99.1 | 0 | 0 | 277.5 | 295.7 | 290 | 2.2 | 0
19:00 | -31.9 | -87.4 | 0 | 0 | 277.5 | 295.8 | 289.8 | 2.3 | 0
20:00 | -40.9 | -74.4 | 0 | 0 | 277.3 | 295.8 | 289.8 | 2.5 | 0
21:00 | -49.2 | -58.9 | 0 | 0 | 277.1 | 295.8 | 289.7 | 2.1 | 0
22:00 | -56.1 | -39.1 | 0 | 0 | 277.1 | 295.7 | 289.8 | 2.7 | 0
23:00 | -60.2 | -13.9 | 0 | 0 | 277 | 295.9 | 289.8 | 2.4 | 0

## Sheet11
Scenario Three (red)
Tue Dec 03 2019 22:59:24 GMT+0000 (Greenwich Mean Time)
Setup Information:
Building
Location | UK - London
Building length, side A | N/A
Building length, side B | N/A
Simulation Type
Simulation Type | one_sided
Window Description
Typology | dgu_nb
Glazing Type | clear
Window Area | 11%
Wall Description
Insulation R-Value | 99999999.9 m2-K/W
Occupancy
Type | Low-rise Residential
Occupancy Load | 0.000 people per m2
Lighting Requirements | 400 lux
Equipment Load | 0.00 W/m2
Room Ventilation
Air Change Rate per Occupant | 15.0 liters / sec per person
Total Air Change Rate | 0.0 roomfuls per hour
Lighting Control
Lighting Control | lights do not respond to daylight: all lights fully on while building is occupied
Representative Room
Orientation | north
Room Depth | 27 m
Room Width | 5 m
Room Height | 2.2 m
Thermal Mass
Thermal Mass | none
Overhang
Overhang Depth | 0 m
Roof
Roof Type | adiabatic roof
Simulation Results:
Primary Energy Use and CO2 Emissions
| heating | cooling | lighting | total | CO2
| energy | energy | energy | energy | emissions
| (kWh/m2) | (kWh/m2) | (kWh/m2) | (kWh/m2) | (kg/m2)
January | 34 | 0 | 7.3 | 41.3 | 8.3
February | 28.2 | 0 | 6.6 | 34.8 | 7
March | 32.1 | 0 | 7.3 | 39.4 | 7.9
April | 25.7 | 0 | 7.1 | 32.8 | 6.6
May | 18.7 | 0 | 7.3 | 26 | 5.2
June | 9.3 | 0 | 7.1 | 16.4 | 3.3
July | 4.2 | 0 | 7.3 | 11.5 | 2.3
August | 4.1 | 0 | 7.3 | 11.4 | 2.3
September | 10 | 0 | 7.1 | 17.1 | 3.4
October | 15.3 | 0 | 7.3 | 22.6 | 4.5
November | 26 | 0 | 7.1 | 33.1 | 6.6
December | 28.3 | 0 | 7.3 | 35.6 | 7.1
Total | 235.9 | 0 | 86.1 | 322 | 64.4 | yearly energy
January
| solar | solar | direct | diffuse | outdoor | indoor | window | heating | blinds
| altitude | azimuth | radiation | radiation | temp. | temp. | temp. | load | closed
| (degrees) | (degrees) | (W-h/m2) | (W-h/m2) | (K) | (K) | (K) | (W-h/m2) | (% time)
midnight | -58.1 | 13.3 | 0 | 0 | 275.9 | 294.1 | 288.2 | 134.3 | 0
1:00 | -54.2 | 37.6 | 0 | 0 | 275.8 | 294.1 | 288.2 | 133.7 | 0
2:00 | -47.5 | 57.1 | 0 | 0 | 275.8 | 294.1 | 288.2 | 132.1 | 0
3:00 | -39.2 | 72.7 | 0 | 0 | 275.7 | 294.1 | 288.1 | 128 | 0
4:00 | -30.2 | 85.8 | 0 | 0 | 275.6 | 294.1 | 288.1 | 130.7 | 0
5:00 | -21.1 | 97.6 | 0 | 0 | 275.6 | 294.1 | 288.1 | 130.5 | 0
6:00 | -12.3 | 108.9 | 0 | 0 | 275.5 | 294.1 | 288.1 | 128.2 | 0
7:00 | -4 | 120.3 | 0 | 0 | 275.5 | 294.1 | 288.1 | 127 | 0
8:00 | 3.3 | 132.2 | 0 | 5.1 | 275.7 | 295.9 | 288.5 | 2.3 | 0
9:00 | 9.3 | 144.9 | 0 | 20.2 | 276.1 | 295.4 | 290 | 3.3 | 0
10:00 | 13.6 | 158.4 | 0 | 34.6 | 276.5 | 296.1 | 289.3 | 2.9 | 0
11:00 | 15.9 | 172.7 | 0 | 40.5 | 276.7 | 295.3 | 290.6 | 3.1 | 0
noon | 15.9 | -172.7 | 0 | 42.7 | 277.2 | 296.2 | 289.9 | 2.7 | 0
13:00 | 13.6 | -158.4 | 0 | 38.1 | 277.6 | 295.5 | 290.5 | 3.3 | 0
14:00 | 9.3 | -144.9 | 0 | 26.7 | 277.5 | 296 | 290.2 | 2.5 | 0
15:00 | 3.3 | -132.2 | 0 | 13.2 | 277.3 | 295.7 | 290 | 3.4 | 0
16:00 | -4 | -120.3 | 0 | 0.6 | 277 | 296 | 289.6 | 2.6 | 0
17:00 | -12.3 | -108.9 | 0 | 0 | 276.8 | 295.6 | 289.6 | 3.9 | 0
18:00 | -21.1 | -97.6 | 0 | 0 | 276.5 | 296 | 289.6 | 3.4 | 0
19:00 | -30.2 | -85.8 | 0 | 0 | 276.3 | 295.7 | 289.5 | 3.7 | 0
20:00 | -39.2 | -72.7 | 0 | 0 | 276.1 | 296 | 289.4 | 3.4 | 0
21:00 | -47.5 | -57.1 | 0 | 0 | 276.1 | 295.8 | 289.7 | 3.3 | 0
22:00 | -54.2 | -37.6 | 0 | 0 | 276 | 296 | 289.3 | 3.3 | 0
23:00 | -58.1 | -13.3 | 0 | 0 | 275.9 | 295.8 | 289.7 | 3.8 | 0
February
| solar | solar | direct | diffuse | outdoor | indoor | window | heating | blinds
| altitude | azimuth | radiation | radiation | temp. | temp. | temp. | load | closed
| (degrees) | (degrees) | (W-h/m2) | (W-h/m2) | (K) | (K) | (K) | (W-h/m2) | (% time)
midnight | -50.4 | 11.4 | 0 | 0 | 275.4 | 294.1 | 288 | 114.6 | 0
1:00 | -46.9 | 33 | 0 | 0 | 275.3 | 294.1 | 288 | 109.1 | 0
2:00 | -40.8 | 51.4 | 0 | 0 | 275.2 | 294.1 | 288 | 113.3 | 0
3:00 | -32.9 | 66.9 | 0 | 0 | 275.2 | 294.1 | 288 | 119.8 | 0
4:00 | -24.2 | 80.2 | 0 | 0 | 275.2 | 294.1 | 288 | 121.8 | 0
5:00 | -15.1 | 92.3 | 0 | 0 | 275.1 | 294.1 | 287.9 | 126.5 | 0
6:00 | -6.1 | 104 | 0 | 0 | 275.1 | 294.1 | 287.9 | 126.3 | 0
7:00 | 2.4 | 115.9 | 0 | 2.3 | 275.1 | 294.1 | 288 | 130 | 0
8:00 | 10.1 | 128.3 | 0 | 20.6 | 275.5 | 296 | 288.7 | 2.3 | 0
9:00 | 16.5 | 141.8 | 0 | 40.4 | 276.1 | 294.8 | 290.4 | 3.5 | 0
10:00 | 21.2 | 156.4 | 0 | 55.1 | 276.7 | 296.5 | 289.7 | 2.2 | 0
11:00 | 23.7 | 172 | 0 | 60.6 | 277.3 | 295.3 | 290.6 | 3.9 | 0
noon | 23.7 | -172 | 0 | 65.1 | 277.9 | 296.1 | 290.7 | 2.3 | 0
13:00 | 21.2 | -156.4 | 0 | 57 | 278.4 | 295.7 | 291 | 2.7 | 0
14:00 | 16.5 | -141.8 | 0 | 53.5 | 278.5 | 295.9 | 291 | 2.5 | 0
15:00 | 10.1 | -128.3 | 0 | 36 | 278.3 | 295.9 | 290.6 | 2.6 | 0
16:00 | 2.4 | -115.9 | 0 | 14.5 | 277.7 | 295.7 | 290.1 | 2.9 | 0
17:00 | -6.1 | -104 | 0 | 0.3 | 277.1 | 296 | 289.8 | 2.7 | 0
18:00 | -15.1 | -92.3 | 0 | 0 | 276.7 | 295.6 | 289.6 | 3.1 | 0
19:00 | -24.2 | -80.2 | 0 | 0 | 276.3 | 296.2 | 289.4 | 3.3 | 0
20:00 | -32.9 | -66.9 | 0 | 0 | 276 | 295.5 | 289.6 | 3.6 | 0
21:00 | -40.8 | -51.4 | 0 | 0 | 275.7 | 296 | 289.3 | 3 | 0
22:00 | -46.9 | -33 | 0 | 0 | 275.5 | 295.6 | 289.5 | 3.2 | 0
23:00 | -50.4 | -11.4 | 0 | 0 | 275.4 | 295.9 | 289.2 | 2.5 | 0
March
| solar | solar | direct | diffuse | outdoor | indoor | window | heating | blinds
| altitude | azimuth | radiation | radiation | temp. | temp. | temp. | load | closed
| (degrees) | (degrees) | (W-h/m2) | (W-h/m2) | (K) | (K) | (K) | (W-h/m2) | (% time)
midnight | -39 | 9.6 | 0 | 0 | 276.9 | 294.1 | 288.5 | 126.6 | 0
1:00 | -36 | 28.2 | 0 | 0 | 276.8 | 294.1 | 288.5 | 130.5 | 0
2:00 | -30.6 | 45 | 0 | 0 | 276.7 | 294.1 | 288.4 | 134.7 | 0
3:00 | -23.4 | 59.7 | 0 | 0 | 276.5 | 294.1 | 288.4 | 127.1 | 0
4:00 | -15 | 72.9 | 0 | 0 | 276.3 | 294.1 | 288.3 | 128.4 | 0
5:00 | -6.1 | 85.2 | 0 | 0 | 276.4 | 294.1 | 288.3 | 123.2 | 0
6:00 | 2.9 | 97.1 | 0 | 4.1 | 276.6 | 294.1 | 288.4 | 115.7 | 0
7:00 | 11.8 | 109.3 | 0 | 24.9 | 276.9 | 294.1 | 288.8 | 112.6 | 0
8:00 | 20 | 122.4 | 0 | 48.1 | 277.4 | 296.2 | 289.6 | 1.8 | 0
9:00 | 27 | 136.9 | 0 | 66.7 | 278 | 295 | 291.4 | 2.6 | 0
10:00 | 32.2 | 153.1 | 0 | 85.8 | 278.8 | 296.1 | 291.2 | 1.7 | 0
11:00 | 35.1 | 170.8 | 0 | 100 | 279.8 | 295.9 | 291.6 | 2 | 0
noon | 35.1 | -170.8 | 0 | 101.7 | 280.5 | 295.9 | 292 | 1.8 | 0
13:00 | 32.2 | -153.1 | 0 | 93 | 281.2 | 296.1 | 291.9 | 1.4 | 0
14:00 | 27 | -136.9 | 0 | 79.8 | 281.5 | 295.9 | 292 | 1.7 | 0
15:00 | 20 | -122.4 | 0 | 58.9 | 281.4 | 295.9 | 291.9 | 1.8 | 0
16:00 | 11.8 | -109.3 | 0 | 34.5 | 280.9 | 296.1 | 291.3 | 2 | 0
17:00 | 2.9 | -97.1 | 0 | 15.4 | 280.1 | 295.7 | 290.7 | 2.4 | 0
18:00 | -6.1 | -85.2 | 0 | 0 | 279.4 | 296 | 290.7 | 2.2 | 0
19:00 | -15 | -72.9 | 0 | 0 | 278.7 | 295.8 | 290.2 | 2.9 | 0
20:00 | -23.4 | -59.7 | 0 | 0 | 278.2 | 295.8 | 290.3 | 3 | 0
21:00 | -30.6 | -45 | 0 | 0 | 277.8 | 295.9 | 289.8 | 3.6 | 0
22:00 | -36 | -28.2 | 0 | 0 | 277.3 | 296 | 290.1 | 3.1 | 0
23:00 | -39 | -9.6 | 0 | 0 | 277.1 | 296 | 289.4 | 4.2 | 0
April
| solar | solar | direct | diffuse | outdoor | indoor | window | heating | blinds
| altitude | azimuth | radiation | radiation | temp. | temp. | temp. | load | closed
| (degrees) | (degrees) | (W-h/m2) | (W-h/m2) | (K) | (K) | (K) | (W-h/m2) | (% time)
midnight | -27.1 | 8.3 | 0 | 0 | 278.5 | 294.1 | 289 | 103.9 | 0
1:00 | -24.5 | 24.4 | 0 | 0 | 278.2 | 294.1 | 288.9 | 102 | 0
2:00 | -19.7 | 39.5 | 0 | 0 | 278 | 294.1 | 288.9 | 103.7 | 0
3:00 | -13.1 | 53.3 | 0 | 0 | 277.7 | 294.1 | 288.8 | 105.7 | 0
4:00 | -5.2 | 66 | 0 | 0 | 277.4 | 294.1 | 288.7 | 104.6 | 0
5:00 | 3.4 | 78 | 3 | 8 | 277.6 | 294.1 | 288.8 | 103.6 | 0
6:00 | 12.4 | 89.8 | 0.4 | 33.9 | 278.1 | 294.1 | 289.2 | 106.9 | 0
7:00 | 21.5 | 102 | 0 | 60.7 | 278.8 | 294.1 | 289.8 | 103.7 | 0
8:00 | 30.1 | 115.3 | 0 | 79.7 | 279.5 | 296.6 | 290.8 | 1.4 | 0
9:00 | 37.7 | 130.6 | 0 | 102.3 | 280.6 | 295.7 | 291.8 | 2.5 | 0
10:00 | 43.7 | 148.5 | 0 | 121.4 | 281.5 | 295.7 | 292.8 | 1.7 | 0
11:00 | 47 | 169.1 | 0 | 133.9 | 282.5 | 295.8 | 293 | 1.4 | 0
noon | 47 | -169.1 | 0 | 135.6 | 283.5 | 295.6 | 293.4 | 1.1 | 0
13:00 | 43.7 | -148.5 | 0 | 127.4 | 284.2 | 296 | 293.4 | 0.9 | 0
14:00 | 37.7 | -130.6 | 0 | 116.3 | 284.7 | 296.2 | 293.6 | 0.8 | 0
15:00 | 30.1 | -115.3 | 0 | 86.8 | 285 | 296 | 293.2 | 0.8 | 0
16:00 | 21.5 | -102 | 0 | 66.8 | 284.7 | 296 | 293.1 | 0.8 | 0
17:00 | 12.4 | -89.8 | 0.5 | 41.3 | 283.9 | 296.2 | 292.3 | 1 | 0
18:00 | 3.4 | -78 | 12.3 | 16.4 | 283 | 296 | 291.9 | 1.2 | 0
19:00 | -5.2 | -66 | 0 | 0 | 282 | 295.8 | 291.4 | 1.3 | 0
20:00 | -13.1 | -53.3 | 0 | 0 | 281 | 296.2 | 291.1 | 1.7 | 0
21:00 | -19.7 | -39.5 | 0 | 0 | 280 | 296 | 290.7 | 2 | 0
22:00 | -24.5 | -24.4 | 0 | 0 | 279.3 | 296.2 | 290.4 | 2.2 | 0
23:00 | -27.1 | -8.3 | 0 | 0 | 278.6 | 295.9 | 290.4 | 2.7 | 0
May
| solar | solar | direct | diffuse | outdoor | indoor | window | heating | blinds
| altitude | azimuth | radiation | radiation | temp. | temp. | temp. | load | closed
| (degrees) | (degrees) | (W-h/m2) | (W-h/m2) | (K) | (K) | (K) | (W-h/m2) | (% time)
midnight | -17.9 | 7.4 | 0 | 0 | 281 | 294.1 | 289.8 | 74.3 | 0
1:00 | -15.5 | 22 | 0 | 0 | 280.8 | 294.1 | 289.7 | 75 | 0
2:00 | -11.1 | 35.8 | 0 | 0 | 280.5 | 294.1 | 289.7 | 75.4 | 0
3:00 | -5 | 48.7 | 0 | 0 | 280.2 | 294.1 | 289.5 | 74 | 0
4:00 | 2.4 | 60.8 | 12.8 | 10.9 | 280.2 | 294.1 | 289.8 | 76.3 | 0
5:00 | 10.7 | 72.3 | 41.5 | 40.6 | 280.5 | 294.1 | 290.5 | 75.8 | 0
6:00 | 19.6 | 83.7 | 18 | 62.9 | 280.9 | 294.1 | 290.6 | 76 | 0
7:00 | 28.7 | 95.6 | 0 | 84.8 | 281.8 | 294.1 | 291 | 67.6 | 0
8:00 | 37.6 | 108.8 | 0 | 101.3 | 282.7 | 296.9 | 292.3 | 0.6 | 0
9:00 | 45.8 | 124.4 | 0 | 131.7 | 283.7 | 296.1 | 293.3 | 0.9 | 0
10:00 | 52.4 | 143.6 | 0 | 145.9 | 284.8 | 295.8 | 293.7 | 0.7 | 0
11:00 | 56.2 | 167.2 | 0 | 152.2 | 285.8 | 296 | 294.3 | 0.4 | 0
noon | 56.2 | -167.2 | 0 | 145.7 | 286.8 | 296.2 | 294.6 | 0.3 | 0
13:00 | 52.4 | -143.6 | 0 | 137.1 | 287.6 | 296.1 | 295 | 0.3 | 0
14:00 | 45.8 | -124.4 | 0 | 134.2 | 288 | 296.2 | 294.9 | 0.3 | 0
15:00 | 37.6 | -108.8 | 0 | 116.3 | 288 | 296.2 | 294.6 | 0.3 | 0
16:00 | 28.7 | -95.6 | 0 | 97.6 | 287.9 | 295.9 | 294.5 | 0.3 | 0
17:00 | 19.6 | -83.7 | 19 | 74.3 | 287.3 | 296.2 | 294 | 0.2 | 0
18:00 | 10.7 | -72.3 | 47.9 | 48.7 | 286.3 | 295.8 | 293.9 | 0.3 | 0
19:00 | 2.4 | -60.8 | 25.2 | 18.1 | 285.1 | 296.1 | 292.8 | 0.4 | 0
20:00 | -5 | -48.7 | 0 | 0 | 284 | 295.8 | 292.1 | 0.5 | 0
21:00 | -11.1 | -35.8 | 0 | 0 | 283.1 | 295.9 | 291.9 | 0.7 | 0
22:00 | -15.5 | -22 | 0 | 0 | 282.3 | 295.7 | 291.4 | 0.9 | 0
23:00 | -17.9 | -7.4 | 0 | 0 | 281.5 | 295.9 | 291.4 | 1.1 | 0
June
| solar | solar | direct | diffuse | outdoor | indoor | window | heating | blinds
| altitude | azimuth | radiation | radiation | temp. | temp. | temp. | load | closed
| (degrees) | (degrees) | (W-h/m2) | (W-h/m2) | (K) | (K) | (K) | (W-h/m2) | (% time)
midnight | -13.8 | 7 | 0 | 0 | 284.5 | 294.2 | 291 | 41.7 | 0
1:00 | -11.6 | 21 | 0 | 0 | 284.2 | 294.2 | 290.9 | 40.7 | 0
2:00 | -7.3 | 34.3 | 0 | 0 | 283.9 | 294.1 | 290.8 | 37.4 | 0
3:00 | -1.4 | 46.7 | 0 | 0 | 283.6 | 294.1 | 290.6 | 36.3 | 0
4:00 | 5.8 | 58.4 | 47 | 27.4 | 283.7 | 294.2 | 291.6 | 37.8 | 0
5:00 | 14 | 69.7 | 54.6 | 52.4 | 284.2 | 294.3 | 292.1 | 37.9 | 0
6:00 | 22.8 | 80.8 | 26.7 | 76.8 | 284.6 | 294.3 | 292.1 | 39 | 0
7:00 | 31.9 | 92.5 | 0 | 90.6 | 285.2 | 294.3 | 292.3 | 37.5 | 0
8:00 | 40.9 | 105.5 | 0 | 104.6 | 286.2 | 296.7 | 293.7 | 0.2 | 0
9:00 | 49.2 | 121 | 0 | 130.5 | 287.2 | 296.2 | 294.6 | 0.3 | 0
10:00 | 56.1 | 140.8 | 0 | 140.9 | 288.1 | 296.4 | 294.9 | 0.1 | 0
11:00 | 60.2 | 166 | 0 | 149.1 | 289.1 | 296.8 | 295.5 | 0.2 | 0
noon | 60.2 | -166 | 0 | 150.4 | 290 | 296.8 | 296.1 | 0.1 | 0
13:00 | 56.1 | -140.8 | 0 | 149.6 | 290.6 | 296.9 | 296.4 | 0 | 0
14:00 | 49.2 | -121 | 0 | 133.5 | 291 | 297.1 | 296.4 | 0 | 0
15:00 | 40.9 | -105.5 | 0 | 111.8 | 291.1 | 297 | 296 | 0.1 | 0
16:00 | 31.9 | -92.5 | 0 | 113.1 | 290.9 | 296.8 | 296.1 | 0 | 0
17:00 | 22.8 | -80.8 | 25.1 | 93.4 | 290.2 | 296.6 | 295.5 | 0.1 | 0
18:00 | 14 | -69.7 | 50.8 | 67.2 | 289.3 | 296.3 | 295.1 | 0.2 | 0
19:00 | 5.8 | -58.4 | 47.8 | 41 | 288.3 | 296.2 | 294.7 | 0.2 | 0
20:00 | -1.4 | -46.7 | 0 | 0 | 287.4 | 296.3 | 293.4 | 0.2 | 0
21:00 | -7.3 | -34.3 | 0 | 0 | 286.4 | 296 | 293.2 | 0.3 | 0
22:00 | -11.6 | -21 | 0 | 0 | 285.7 | 296.1 | 292.8 | 0.4 | 0
23:00 | -13.8 | -7 | 0 | 0 | 284.8 | 296 | 292.4 | 0.5 | 0
July
| solar | solar | direct | diffuse | outdoor | indoor | window | heating | blinds
| altitude | azimuth | radiation | radiation | temp. | temp. | temp. | load | closed
| (degrees) | (degrees) | (W-h/m2) | (W-h/m2) | (K) | (K) | (K) | (W-h/m2) | (% time)
midnight | -15.9 | 7.2 | 0 | 0 | 286.4 | 295.5 | 292.5 | 15.3 | 0
1:00 | -13.7 | 21.5 | 0 | 0 | 286.1 | 295.3 | 292.3 | 18.6 | 0
2:00 | -9.3 | 35.1 | 0 | 0 | 285.6 | 295.2 | 292 | 18.8 | 0
3:00 | -3.3 | 47.8 | 0 | 0 | 285.3 | 295 | 291.8 | 17.2 | 0
4:00 | 4 | 59.7 | 7.4 | 13.9 | 285.5 | 294.9 | 292.1 | 17.7 | 0
5:00 | 12.3 | 71 | 22.1 | 43.4 | 285.8 | 295 | 292.7 | 16.2 | 0
6:00 | 21.1 | 82.3 | 12.9 | 72.5 | 286.4 | 295.2 | 293.1 | 16.8 | 0
7:00 | 30.2 | 94.1 | 0 | 90.2 | 286.8 | 295.4 | 293.5 | 14.7 | 0
8:00 | 39.2 | 107.3 | 0 | 107.5 | 287.6 | 297.3 | 294.8 | 0 | 0
9:00 | 47.4 | 122.8 | 0 | 130 | 288.7 | 297.3 | 295.4 | 0 | 0
10:00 | 54.2 | 142.4 | 0 | 152.9 | 289.7 | 297.4 | 296.4 | 0 | 0
11:00 | 58.1 | 166.6 | 0 | 166.1 | 290.7 | 297.3 | 297 | 0 | 0
noon | 58.1 | -166.6 | 0 | 174.3 | 291.7 | 297.6 | 297.5 | 0 | 0
13:00 | 54.2 | -142.4 | 0 | 161.4 | 292.5 | 297.6 | 297.5 | 0 | 0
14:00 | 47.4 | -122.8 | 0 | 145.3 | 292.9 | 297.4 | 297.4 | 0 | 0
15:00 | 39.2 | -107.3 | 0 | 120.5 | 293 | 297.2 | 297.2 | 0 | 0
16:00 | 30.2 | -94.1 | 0 | 114.7 | 292.8 | 297.3 | 297.1 | 0 | 0
17:00 | 21.1 | -82.3 | 18.9 | 91.1 | 292.4 | 297.4 | 296.8 | 0 | 0
18:00 | 12.3 | -71 | 59.5 | 68.5 | 291.5 | 297.2 | 296.7 | 0 | 0
19:00 | 4 | -59.7 | 57.7 | 35.1 | 290.4 | 297.5 | 296 | 0 | 0
20:00 | -3.3 | -47.8 | 0 | 0 | 289.3 | 297.1 | 294.6 | 0 | 0
21:00 | -9.3 | -35.1 | 0 | 0 | 288.4 | 296.9 | 294.2 | 0 | 0
22:00 | -13.7 | -21.5 | 0 | 0 | 287.5 | 296.9 | 293.9 | 0.1 | 0
23:00 | -15.9 | -7.2 | 0 | 0 | 286.8 | 296.8 | 293.8 | 0 | 0
August
| solar | solar | direct | diffuse | outdoor | indoor | window | heating | blinds
| altitude | azimuth | radiation | radiation | temp. | temp. | temp. | load | closed
| (degrees) | (degrees) | (W-h/m2) | (W-h/m2) | (K) | (K) | (K) | (W-h/m2) | (% time)
midnight | -23.7 | 7.9 | 0 | 0 | 286.4 | 295.1 | 292.2 | 13.2 | 0
1:00 | -21.3 | 23.5 | 0 | 0 | 286 | 294.9 | 292 | 14.4 | 0
2:00 | -16.6 | 38.1 | 0 | 0 | 285.9 | 294.8 | 291.9 | 16 | 0
3:00 | -10.1 | 51.6 | 0 | 0 | 285.4 | 294.7 | 291.6 | 17.1 | 0
4:00 | -2.4 | 64.1 | 0 | 0 | 285.1 | 294.6 | 291.5 | 19.4 | 0
5:00 | 6 | 75.9 | 12.7 | 19 | 285.3 | 294.6 | 291.8 | 18.6 | 0
6:00 | 15.1 | 87.6 | 5.8 | 45.6 | 285.9 | 294.7 | 292.3 | 17.6 | 0
7:00 | 24.2 | 99.7 | 0 | 76 | 286.5 | 295 | 292.9 | 17.7 | 0
8:00 | 32.9 | 113.1 | 0 | 96.4 | 287.3 | 297 | 294.5 | 0 | 0
9:00 | 40.7 | 128.5 | 0 | 119 | 288.2 | 296.8 | 295.3 | 0 | 0
10:00 | 46.9 | 146.9 | 0 | 144.3 | 289.3 | 297 | 295.9 | 0 | 0
11:00 | 50.3 | 168.5 | 0 | 156.9 | 290.4 | 297.1 | 296.5 | 0 | 0
noon | 50.3 | -168.5 | 0 | 169.1 | 291.3 | 297.3 | 296.9 | 0 | 0
13:00 | 46.9 | -146.9 | 0 | 150.2 | 292 | 297.5 | 297.1 | 0 | 0
14:00 | 40.7 | -128.5 | 0 | 130.8 | 292.5 | 297.3 | 297.1 | 0 | 0
15:00 | 32.9 | -113.1 | 0 | 103.7 | 292.6 | 297.5 | 296.8 | 0 | 0
16:00 | 24.2 | -99.7 | 0 | 76.7 | 292.2 | 297.4 | 296.5 | 0 | 0
17:00 | 15.1 | -87.6 | 6.3 | 56.4 | 291.7 | 297.4 | 296.1 | 0 | 0
18:00 | 6 | -75.9 | 24.9 | 35.1 | 290.9 | 297.4 | 295.6 | 0 | 0
19:00 | -2.4 | -64.1 | 0 | 6 | 289.9 | 297 | 294.8 | 0 | 0
20:00 | -10.1 | -51.6 | 0 | 0 | 289 | 296.9 | 294.5 | 0 | 0
21:00 | -16.6 | -38.1 | 0 | 0 | 288.1 | 297.2 | 294.2 | 0 | 0
22:00 | -21.3 | -23.5 | 0 | 0 | 287.3 | 296.9 | 293.4 | 0 | 0
23:00 | -23.7 | -7.9 | 0 | 0 | 286.6 | 296.8 | 293.4 | 0.1 | 0
September
| solar | solar | direct | diffuse | outdoor | indoor | window | heating | blinds
| altitude | azimuth | radiation | radiation | temp. | temp. | temp. | load | closed
| (degrees) | (degrees) | (W-h/m2) | (W-h/m2) | (K) | (K) | (K) | (W-h/m2) | (% time)
midnight | -35.1 | 9.1 | 0 | 0 | 284.9 | 295.2 | 291.8 | 41.7 | 0
1:00 | -32.3 | 26.9 | 0 | 0 | 284.8 | 295.1 | 291.7 | 41.8 | 0
2:00 | -27.1 | 43.1 | 0 | 0 | 284.5 | 294.9 | 291.5 | 41.2 | 0
3:00 | -20 | 57.5 | 0 | 0 | 284.3 | 294.8 | 291.4 | 40.6 | 0
4:00 | -11.8 | 70.6 | 0 | 0 | 284.1 | 294.7 | 291.2 | 41.4 | 0
5:00 | -3 | 82.8 | 0 | 0.3 | 284 | 294.6 | 291.2 | 43.5 | 0
6:00 | 6 | 94.7 | 0 | 19.9 | 284.3 | 294.6 | 291.4 | 41.6 | 0
7:00 | 15 | 107 | 0 | 44.4 | 284.7 | 294.7 | 291.9 | 36.8 | 0
8:00 | 23.3 | 120.2 | 0 | 67.9 | 285.4 | 297.1 | 293.4 | 0.4 | 0
9:00 | 30.6 | 135 | 0 | 89.9 | 286.1 | 296.7 | 294.2 | 0.6 | 0
10:00 | 36 | 151.7 | 0 | 104.9 | 286.8 | 296.7 | 294.7 | 0.3 | 0
11:00 | 39 | 170.3 | 0 | 105.9 | 287.6 | 296.9 | 294.9 | 0.2 | 0
noon | 39 | -170.3 | 0 | 104.9 | 288.3 | 296.9 | 295.1 | 0 | 0
13:00 | 36 | -151.7 | 0 | 101.4 | 288.9 | 297 | 295.4 | 0.2 | 0
14:00 | 30.6 | -135 | 0 | 92.6 | 289.4 | 297 | 295.5 | 0.2 | 0
15:00 | 23.3 | -120.2 | 0 | 73.2 | 289.5 | 297.2 | 295.4 | 0.1 | 0
16:00 | 15 | -107 | 0 | 44.6 | 289.3 | 297 | 294.9 | 0.1 | 0
17:00 | 6 | -94.7 | 0 | 23.9 | 288.6 | 296.9 | 294.5 | 0.1 | 0
18:00 | -3 | -82.8 | 0 | 2.4 | 287.8 | 297.2 | 293.9 | 0.1 | 0
19:00 | -11.8 | -70.6 | 0 | 0 | 287.1 | 296.7 | 293.7 | 0.5 | 0
20:00 | -20 | -57.5 | 0 | 0 | 286.5 | 296.5 | 293.4 | 0.5 | 0
21:00 | -27.1 | -43.1 | 0 | 0 | 285.9 | 296.7 | 293.2 | 0.7 | 0
22:00 | -32.3 | -26.9 | 0 | 0 | 285.3 | 296.6 | 292.9 | 0.7 | 0
23:00 | -35.1 | -9.1 | 0 | 0 | 285 | 296.7 | 293 | 0.8 | 0
October
| solar | solar | direct | diffuse | outdoor | indoor | window | heating | blinds
| altitude | azimuth | radiation | radiation | temp. | temp. | temp. | load | closed
| (degrees) | (degrees) | (W-h/m2) | (W-h/m2) | (K) | (K) | (K) | (W-h/m2) | (% time)
midnight | -47 | 10.8 | 0 | 0 | 282.1 | 294.3 | 290.3 | 57.1 | 0
1:00 | -43.7 | 31.4 | 0 | 0 | 282.1 | 294.3 | 290.3 | 55.9 | 0
2:00 | -37.8 | 49.3 | 0 | 0 | 282 | 294.3 | 290.2 | 57.3 | 0
3:00 | -30.1 | 64.6 | 0 | 0 | 281.8 | 294.2 | 290.2 | 58.2 | 0
4:00 | -21.5 | 78 | 0 | 0 | 281.8 | 294.2 | 290.1 | 59.7 | 0
5:00 | -12.4 | 90.2 | 0 | 0 | 281.7 | 294.2 | 290.1 | 64.4 | 0
6:00 | -3.4 | 102 | 0 | 0.8 | 281.8 | 294.1 | 290.1 | 65.2 | 0
7:00 | 5.2 | 114 | 0 | 16.8 | 282.2 | 294.1 | 290.4 | 64.1 | 0
8:00 | 13 | 126.6 | 0 | 37.6 | 282.6 | 296.4 | 291.6 | 0.6 | 0
9:00 | 19.7 | 140.4 | 0 | 61.3 | 283.3 | 295.6 | 293 | 1.2 | 0
10:00 | 24.5 | 155.5 | 0 | 70.4 | 283.9 | 296.2 | 292.8 | 0.6 | 0
11:00 | 27.1 | 171.7 | 0 | 81.3 | 284.6 | 296.2 | 293.2 | 0.8 | 0
noon | 27.1 | -171.7 | 0 | 79 | 285.1 | 296.5 | 293.2 | 0.7 | 0
13:00 | 24.5 | -155.5 | 0 | 65.6 | 285.4 | 296.3 | 293.1 | 0.6 | 0
14:00 | 19.7 | -140.4 | 0 | 49.7 | 285.5 | 296 | 293.1 | 0.8 | 0
15:00 | 13 | -126.6 | 0 | 33.4 | 285.3 | 296.3 | 292.9 | 0.6 | 0
16:00 | 5.2 | -114 | 0 | 14.6 | 284.7 | 296.1 | 292.3 | 0.5 | 0
17:00 | -3.4 | -102 | 0 | 0.4 | 284.1 | 295.7 | 292.5 | 0.9 | 0
18:00 | -12.4 | -90.2 | 0 | 0 | 283.5 | 296.2 | 291.7 | 0.8 | 0
19:00 | -21.5 | -78 | 0 | 0 | 283.1 | 295.6 | 292 | 1 | 0
20:00 | -30.1 | -64.6 | 0 | 0 | 282.8 | 296.2 | 291.5 | 0.6 | 0
21:00 | -37.8 | -49.3 | 0 | 0 | 282.5 | 295.9 | 291.8 | 1 | 0
22:00 | -43.7 | -31.4 | 0 | 0 | 282.4 | 296.2 | 291.6 | 0.6 | 0
23:00 | -47 | -10.8 | 0 | 0 | 282.2 | 296 | 291.7 | 1 | 0
November
| solar | solar | direct | diffuse | outdoor | indoor | window | heating | blinds
| altitude | azimuth | radiation | radiation | temp. | temp. | temp. | load | closed
| (degrees) | (degrees) | (W-h/m2) | (W-h/m2) | (K) | (K) | (K) | (W-h/m2) | (% time)
midnight | -56.2 | 12.8 | 0 | 0 | 278.9 | 294.1 | 289.1 | 102.2 | 0
1:00 | -52.4 | 36.3 | 0 | 0 | 278.8 | 294.1 | 289.1 | 102.9 | 0
2:00 | -45.8 | 55.6 | 0 | 0 | 278.6 | 294.1 | 289.1 | 109.1 | 0
3:00 | -37.7 | 71.1 | 0 | 0 | 278.5 | 294.1 | 289 | 105.4 | 0
4:00 | -28.8 | 84.3 | 0 | 0 | 278.4 | 294.1 | 289 | 101.3 | 0
5:00 | -19.7 | 96.2 | 0 | 0 | 278.4 | 294.1 | 289 | 104.8 | 0
6:00 | -10.7 | 107.7 | 0 | 0 | 278.3 | 294.1 | 289 | 105.2 | 0
7:00 | -2.4 | 119.2 | 0 | 1 | 278.2 | 294.1 | 288.9 | 105.8 | 0
8:00 | 5 | 131.2 | 0 | 16 | 278.4 | 296 | 289.5 | 1.6 | 0
9:00 | 11.1 | 144.1 | 0 | 30.1 | 278.8 | 295.2 | 291.1 | 2.7 | 0
10:00 | 15.5 | 157.9 | 0 | 45.9 | 279.2 | 296.2 | 290.7 | 1.5 | 0
11:00 | 17.8 | 172.5 | 0 | 57.8 | 279.7 | 295.6 | 291.4 | 2.6 | 0
noon | 17.8 | -172.5 | 0 | 55.3 | 280.1 | 296.2 | 291.3 | 1.2 | 0
13:00 | 15.5 | -157.9 | 0 | 47.3 | 280.3 | 295.8 | 291.3 | 2.2 | 0
14:00 | 11.1 | -144.1 | 0 | 30.2 | 280.4 | 296.2 | 291.1 | 1.7 | 0
15:00 | 5 | -131.2 | 0 | 12.9 | 280.2 | 295.7 | 291 | 1.9 | 0
16:00 | -2.4 | -119.2 | 0 | 0 | 280 | 296 | 290.5 | 1.6 | 0
17:00 | -10.7 | -107.7 | 0 | 0 | 279.7 | 295.5 | 290.8 | 2.2 | 0
18:00 | -19.7 | -96.2 | 0 | 0 | 279.6 | 296 | 290.5 | 1.5 | 0
19:00 | -28.8 | -84.3 | 0 | 0 | 279.4 | 295.6 | 290.6 | 2.1 | 0
20:00 | -37.7 | -71.1 | 0 | 0 | 279.4 | 296 | 290.3 | 1.8 | 0
21:00 | -45.8 | -55.6 | 0 | 0 | 279.2 | 296 | 290.5 | 2 | 0
22:00 | -52.4 | -36.3 | 0 | 0 | 279 | 295.8 | 290.4 | 2.1 | 0
23:00 | -56.2 | -12.8 | 0 | 0 | 278.8 | 295.9 | 290.4 | 2 | 0
December
| solar | solar | direct | diffuse | outdoor | indoor | window | heating | blinds
| altitude | azimuth | radiation | radiation | temp. | temp. | temp. | load | closed
| (degrees) | (degrees) | (W-h/m2) | (W-h/m2) | (K) | (K) | (K) | (W-h/m2) | (% time)
midnight | -60.2 | 13.9 | 0 | 0 | 276.9 | 294.1 | 288.5 | 106.9 | 0
1:00 | -56.1 | 39.1 | 0 | 0 | 276.8 | 294.1 | 288.5 | 110.8 | 0
2:00 | -49.2 | 58.9 | 0 | 0 | 276.8 | 294.1 | 288.5 | 111.2 | 0
3:00 | -40.9 | 74.4 | 0 | 0 | 276.8 | 294.1 | 288.5 | 111.2 | 0
4:00 | -31.9 | 87.4 | 0 | 0 | 276.9 | 294.1 | 288.5 | 108.5 | 0
5:00 | -22.8 | 99.1 | 0 | 0 | 277 | 294.1 | 288.5 | 111.5 | 0
6:00 | -14 | 110.2 | 0 | 0 | 276.9 | 294.1 | 288.5 | 108.7 | 0
7:00 | -5.8 | 121.5 | 0 | 0 | 276.9 | 294.1 | 288.5 | 105.9 | 0
8:00 | 1.4 | 133.2 | 0 | 1.8 | 277.1 | 295.9 | 288.9 | 1.8 | 0
9:00 | 7.3 | 145.7 | 0 | 14.9 | 277.3 | 295.5 | 290.4 | 2.7 | 0
10:00 | 11.6 | 158.9 | 0 | 28.6 | 277.7 | 296.1 | 289.9 | 2.9 | 0
11:00 | 13.8 | 172.9 | 0 | 36.8 | 277.9 | 295.4 | 290.8 | 2.7 | 0
noon | 13.8 | -172.9 | 0 | 37.9 | 278.2 | 296.2 | 290.3 | 2.1 | 0
13:00 | 11.6 | -158.9 | 0 | 29 | 278.4 | 295.7 | 290.6 | 2.7 | 0
14:00 | 7.3 | -145.7 | 0 | 18.1 | 278.3 | 296 | 290.2 | 1.9 | 0
15:00 | 1.4 | -133.2 | 0 | 4.7 | 278.2 | 295.7 | 290.1 | 2.7 | 0
16:00 | -5.8 | -121.5 | 0 | 0 | 277.8 | 296.1 | 290.1 | 2 | 0
17:00 | -14 | -110.2 | 0 | 0 | 277.7 | 295.7 | 290 | 2.7 | 0
18:00 | -22.8 | -99.1 | 0 | 0 | 277.5 | 296 | 289.9 | 2.3 | 0
19:00 | -31.9 | -87.4 | 0 | 0 | 277.5 | 295.8 | 289.8 | 2.8 | 0
20:00 | -40.9 | -74.4 | 0 | 0 | 277.3 | 295.9 | 289.9 | 2.2 | 0
21:00 | -49.2 | -58.9 | 0 | 0 | 277.1 | 295.8 | 289.5 | 2.4 | 0
22:00 | -56.1 | -39.1 | 0 | 0 | 277.1 | 295.9 | 289.8 | 2.3 | 0
23:00 | -60.2 | -13.9 | 0 | 0 | 277 | 296.1 | 289.6 | 2.6 | 0

## Sheet12
Scenario Four (green)
Tue Dec 03 2019 22:59:30 GMT+0000 (Greenwich Mean Time)
Setup Information:
Building
Location | UK - London
Building length, side A | N/A
Building length, side B | N/A
Simulation Type
Simulation Type | one_sided
Window Description
Typology | dgu_nb
Glazing Type | clear
Window Area | 12%
Wall Description
Insulation R-Value | 99999999.9 m2-K/W
Occupancy
Type | Low-rise Residential
Occupancy Load | 0.000 people per m2
Lighting Requirements | 400 lux
Equipment Load | 0.00 W/m2
Room Ventilation
Air Change Rate per Occupant | 15.0 liters / sec per person
Total Air Change Rate | 0.0 roomfuls per hour
Lighting Control
Lighting Control | lights do not respond to daylight: all lights fully on while building is occupied
Representative Room
Orientation | north
Room Depth | 27 m
Room Width | 5 m
Room Height | 2.2 m
Thermal Mass
Thermal Mass | none
Overhang
Overhang Depth | 0 m
Roof
Roof Type | adiabatic roof
Simulation Results:
Primary Energy Use and CO2 Emissions
| heating | cooling | lighting | total | CO2
| energy | energy | energy | energy | emissions
| (kWh/m2) | (kWh/m2) | (kWh/m2) | (kWh/m2) | (kg/m2)
January | 34 | 0 | 7.3 | 41.3 | 8.3
February | 28.2 | 0 | 6.6 | 34.8 | 7
March | 32.1 | 0 | 7.3 | 39.4 | 7.9
April | 25.7 | 0 | 7.1 | 32.8 | 6.6
May | 18.7 | 0 | 7.3 | 26 | 5.2
June | 9.3 | 0 | 7.1 | 16.4 | 3.3
July | 4.2 | 0 | 7.3 | 11.5 | 2.3
August | 4.1 | 0 | 7.3 | 11.4 | 2.3
September | 10 | 0 | 7.1 | 17.1 | 3.4
October | 15.3 | 0 | 7.3 | 22.6 | 4.5
November | 26 | 0 | 7.1 | 33.1 | 6.6
December | 28.3 | 0 | 7.3 | 35.6 | 7.1
Total | 235.9 | 0 | 86.1 | 322 | 64.4 | yearly energy
January
| solar | solar | direct | diffuse | outdoor | indoor | window | heating | blinds
| altitude | azimuth | radiation | radiation | temp. | temp. | temp. | load | closed
| (degrees) | (degrees) | (W-h/m2) | (W-h/m2) | (K) | (K) | (K) | (W-h/m2) | (% time)
midnight | -58.1 | 13.3 | 0 | 0 | 275.9 | 294.1 | 288.2 | 134.3 | 0
1:00 | -54.2 | 37.6 | 0 | 0 | 275.8 | 294.1 | 288.2 | 133.7 | 0
2:00 | -47.5 | 57.1 | 0 | 0 | 275.8 | 294.1 | 288.2 | 132.2 | 0
3:00 | -39.2 | 72.7 | 0 | 0 | 275.7 | 294.1 | 288.1 | 128 | 0
4:00 | -30.2 | 85.8 | 0 | 0 | 275.6 | 294.1 | 288.1 | 130.7 | 0
5:00 | -21.1 | 97.6 | 0 | 0 | 275.6 | 294.1 | 288.1 | 130.6 | 0
6:00 | -12.3 | 108.9 | 0 | 0 | 275.5 | 294.1 | 288.1 | 128.2 | 0
7:00 | -4 | 120.3 | 0 | 0 | 275.5 | 294.1 | 288.1 | 127.1 | 0
8:00 | 3.3 | 132.2 | 0 | 5.1 | 275.7 | 295.8 | 288.4 | 2.3 | 0
9:00 | 9.3 | 144.9 | 0 | 20.2 | 276.1 | 295.9 | 289.9 | 2.8 | 0
10:00 | 13.6 | 158.4 | 0 | 34.6 | 276.5 | 296 | 289.4 | 3.3 | 0
11:00 | 15.9 | 172.7 | 0 | 40.5 | 276.7 | 295.6 | 290.5 | 2.9 | 0
noon | 15.9 | -172.7 | 0 | 42.7 | 277.2 | 296.2 | 290.1 | 3 | 0
13:00 | 13.6 | -158.4 | 0 | 38.1 | 277.6 | 295.9 | 290.4 | 2.8 | 0
14:00 | 9.3 | -144.9 | 0 | 26.7 | 277.5 | 295.8 | 290.2 | 3 | 0
15:00 | 3.3 | -132.2 | 0 | 13.2 | 277.3 | 296 | 290 | 2.9 | 0
16:00 | -4 | -120.3 | 0 | 0.6 | 277 | 295.7 | 289.6 | 3.4 | 0
17:00 | -12.3 | -108.9 | 0 | 0 | 276.8 | 295.9 | 289.7 | 3.1 | 0
18:00 | -21.1 | -97.6 | 0 | 0 | 276.5 | 295.6 | 289.7 | 4.1 | 0
19:00 | -30.2 | -85.8 | 0 | 0 | 276.3 | 296.1 | 289.5 | 3 | 0
20:00 | -39.2 | -72.7 | 0 | 0 | 276.1 | 295.8 | 289.5 | 3.7 | 0
21:00 | -47.5 | -57.1 | 0 | 0 | 276.1 | 295.8 | 289.4 | 3.3 | 0
22:00 | -54.2 | -37.6 | 0 | 0 | 276 | 295.8 | 289.6 | 3.5 | 0
23:00 | -58.1 | -13.3 | 0 | 0 | 275.9 | 295.8 | 289.4 | 3.6 | 0
February
| solar | solar | direct | diffuse | outdoor | indoor | window | heating | blinds
| altitude | azimuth | radiation | radiation | temp. | temp. | temp. | load | closed
| (degrees) | (degrees) | (W-h/m2) | (W-h/m2) | (K) | (K) | (K) | (W-h/m2) | (% time)
midnight | -50.4 | 11.4 | 0 | 0 | 275.4 | 294.1 | 288 | 114.7 | 0
1:00 | -46.9 | 33 | 0 | 0 | 275.3 | 294.1 | 288 | 109.1 | 0
2:00 | -40.8 | 51.4 | 0 | 0 | 275.2 | 294.1 | 288 | 113.3 | 0
3:00 | -32.9 | 66.9 | 0 | 0 | 275.2 | 294.1 | 288 | 119.9 | 0
4:00 | -24.2 | 80.2 | 0 | 0 | 275.2 | 294.1 | 288 | 121.9 | 0
5:00 | -15.1 | 92.3 | 0 | 0 | 275.1 | 294.1 | 287.9 | 126.5 | 0
6:00 | -6.1 | 104 | 0 | 0 | 275.1 | 294.1 | 287.9 | 126.3 | 0
7:00 | 2.4 | 115.9 | 0 | 2.3 | 275.1 | 294.1 | 288 | 130 | 0
8:00 | 10.1 | 128.3 | 0 | 20.6 | 275.5 | 295.9 | 288.7 | 2.3 | 0
9:00 | 16.5 | 141.8 | 0 | 40.4 | 276.1 | 295.1 | 290.4 | 3.2 | 0
10:00 | 21.2 | 156.4 | 0 | 55.1 | 276.7 | 296.4 | 289.7 | 2.5 | 0
11:00 | 23.7 | 172 | 0 | 60.6 | 277.3 | 295.5 | 290.7 | 3.6 | 0
noon | 23.7 | -172 | 0 | 65.1 | 277.9 | 296 | 290.7 | 2.4 | 0
13:00 | 21.2 | -156.4 | 0 | 57 | 278.4 | 296 | 290.9 | 2.5 | 0
14:00 | 16.5 | -141.8 | 0 | 53.5 | 278.5 | 295.8 | 290.9 | 2.8 | 0
15:00 | 10.1 | -128.3 | 0 | 36 | 278.3 | 296.1 | 290.5 | 2.5 | 0
16:00 | 2.4 | -115.9 | 0 | 14.5 | 277.7 | 295.7 | 290.2 | 2.9 | 0
17:00 | -6.1 | -104 | 0 | 0.3 | 277.1 | 296.1 | 289.6 | 2.8 | 0
18:00 | -15.1 | -92.3 | 0 | 0 | 276.7 | 295.3 | 289.9 | 3.3 | 0
19:00 | -24.2 | -80.2 | 0 | 0 | 276.3 | 296 | 289.4 | 3 | 0
20:00 | -32.9 | -66.9 | 0 | 0 | 276 | 295.3 | 289.6 | 3.3 | 0
21:00 | -40.8 | -51.4 | 0 | 0 | 275.7 | 296.1 | 289 | 2.6 | 0
22:00 | -46.9 | -33 | 0 | 0 | 275.5 | 296 | 289.4 | 2.9 | 0
23:00 | -50.4 | -11.4 | 0 | 0 | 275.4 | 295.7 | 289.2 | 3 | 0
March
| solar | solar | direct | diffuse | outdoor | indoor | window | heating | blinds
| altitude | azimuth | radiation | radiation | temp. | temp. | temp. | load | closed
| (degrees) | (degrees) | (W-h/m2) | (W-h/m2) | (K) | (K) | (K) | (W-h/m2) | (% time)
midnight | -39 | 9.6 | 0 | 0 | 276.9 | 294.1 | 288.5 | 126.9 | 0
1:00 | -36 | 28.2 | 0 | 0 | 276.8 | 294.1 | 288.5 | 130.5 | 0
2:00 | -30.6 | 45 | 0 | 0 | 276.7 | 294.1 | 288.4 | 134.7 | 0
3:00 | -23.4 | 59.7 | 0 | 0 | 276.5 | 294.1 | 288.4 | 127.2 | 0
4:00 | -15 | 72.9 | 0 | 0 | 276.3 | 294.1 | 288.3 | 128.5 | 0
5:00 | -6.1 | 85.2 | 0 | 0 | 276.4 | 294.1 | 288.3 | 123.2 | 0
6:00 | 2.9 | 97.1 | 0 | 4.1 | 276.6 | 294.1 | 288.4 | 115.7 | 0
7:00 | 11.8 | 109.3 | 0 | 24.9 | 276.9 | 294.1 | 288.8 | 112.6 | 0
8:00 | 20 | 122.4 | 0 | 48.1 | 277.4 | 296.2 | 289.6 | 1.8 | 0
9:00 | 27 | 136.9 | 0 | 66.7 | 278 | 295.2 | 291.3 | 2.4 | 0
10:00 | 32.2 | 153.1 | 0 | 85.8 | 278.8 | 296.1 | 291.2 | 1.8 | 0
11:00 | 35.1 | 170.8 | 0 | 100 | 279.8 | 295.8 | 291.7 | 2 | 0
noon | 35.1 | -170.8 | 0 | 101.7 | 280.5 | 295.8 | 292.1 | 1.9 | 0
13:00 | 32.2 | -153.1 | 0 | 93 | 281.2 | 296.2 | 292 | 1.3 | 0
14:00 | 27 | -136.9 | 0 | 79.8 | 281.5 | 295.8 | 292 | 1.8 | 0
15:00 | 20 | -122.4 | 0 | 58.9 | 281.4 | 295.9 | 291.8 | 1.6 | 0
16:00 | 11.8 | -109.3 | 0 | 34.5 | 280.9 | 296 | 291.4 | 2.1 | 0
17:00 | 2.9 | -97.1 | 0 | 15.4 | 280.1 | 295.8 | 290.5 | 2.3 | 0
18:00 | -6.1 | -85.2 | 0 | 0 | 279.4 | 296 | 290.7 | 2.2 | 0
19:00 | -15 | -72.9 | 0 | 0 | 278.7 | 295.6 | 290 | 2.8 | 0
20:00 | -23.4 | -59.7 | 0 | 0 | 278.2 | 296 | 290.2 | 2.8 | 0
21:00 | -30.6 | -45 | 0 | 0 | 277.8 | 295.6 | 289.9 | 3.8 | 0
22:00 | -36 | -28.2 | 0 | 0 | 277.3 | 296.1 | 289.8 | 3.2 | 0
23:00 | -39 | -9.6 | 0 | 0 | 277.1 | 295.6 | 289.7 | 3.9 | 0
April
| solar | solar | direct | diffuse | outdoor | indoor | window | heating | blinds
| altitude | azimuth | radiation | radiation | temp. | temp. | temp. | load | closed
| (degrees) | (degrees) | (W-h/m2) | (W-h/m2) | (K) | (K) | (K) | (W-h/m2) | (% time)
midnight | -27.1 | 8.3 | 0 | 0 | 278.5 | 294.1 | 289 | 103.8 | 0
1:00 | -24.5 | 24.4 | 0 | 0 | 278.2 | 294.1 | 288.9 | 102 | 0
2:00 | -19.7 | 39.5 | 0 | 0 | 278 | 294.1 | 288.9 | 103.7 | 0
3:00 | -13.1 | 53.3 | 0 | 0 | 277.7 | 294.1 | 288.8 | 105.7 | 0
4:00 | -5.2 | 66 | 0 | 0 | 277.4 | 294.1 | 288.7 | 104.7 | 0
5:00 | 3.4 | 78 | 3 | 8 | 277.6 | 294.1 | 288.8 | 103.6 | 0
6:00 | 12.4 | 89.8 | 0.4 | 33.9 | 278.1 | 294.1 | 289.2 | 107 | 0
7:00 | 21.5 | 102 | 0 | 60.7 | 278.8 | 294.1 | 289.8 | 103.7 | 0
8:00 | 30.1 | 115.3 | 0 | 79.7 | 279.5 | 296.6 | 290.8 | 1.4 | 0
9:00 | 37.7 | 130.6 | 0 | 102.3 | 280.6 | 295.8 | 291.8 | 2.5 | 0
10:00 | 43.7 | 148.5 | 0 | 121.4 | 281.5 | 295.8 | 292.7 | 1.7 | 0
11:00 | 47 | 169.1 | 0 | 133.9 | 282.5 | 295.9 | 293.1 | 1.4 | 0
noon | 47 | -169.1 | 0 | 135.6 | 283.5 | 295.4 | 293.4 | 1.2 | 0
13:00 | 43.7 | -148.5 | 0 | 127.4 | 284.2 | 296 | 293.6 | 0.9 | 0
14:00 | 37.7 | -130.6 | 0 | 116.3 | 284.7 | 295.8 | 293.5 | 0.9 | 0
15:00 | 30.1 | -115.3 | 0 | 86.8 | 285 | 295.9 | 293.2 | 0.7 | 0
16:00 | 21.5 | -102 | 0 | 66.8 | 284.7 | 295.9 | 292.9 | 0.8 | 0
17:00 | 12.4 | -89.8 | 0.5 | 41.3 | 283.9 | 296.1 | 292.4 | 1 | 0
18:00 | 3.4 | -78 | 12.3 | 16.4 | 283 | 295.4 | 292.2 | 1.5 | 0
19:00 | -5.2 | -66 | 0 | 0 | 282 | 296.1 | 291.3 | 1.1 | 0
20:00 | -13.1 | -53.3 | 0 | 0 | 281 | 295.5 | 291.2 | 1.9 | 0
21:00 | -19.7 | -39.5 | 0 | 0 | 280 | 296.2 | 290.5 | 1.6 | 0
22:00 | -24.5 | -24.4 | 0 | 0 | 279.3 | 295.7 | 290.7 | 2.3 | 0
23:00 | -27.1 | -8.3 | 0 | 0 | 278.6 | 296.1 | 290.2 | 2.5 | 0
May
| solar | solar | direct | diffuse | outdoor | indoor | window | heating | blinds
| altitude | azimuth | radiation | radiation | temp. | temp. | temp. | load | closed
| (degrees) | (degrees) | (W-h/m2) | (W-h/m2) | (K) | (K) | (K) | (W-h/m2) | (% time)
midnight | -17.9 | 7.4 | 0 | 0 | 281 | 294.1 | 289.8 | 74.2 | 0
1:00 | -15.5 | 22 | 0 | 0 | 280.8 | 294.1 | 289.7 | 75 | 0
2:00 | -11.1 | 35.8 | 0 | 0 | 280.5 | 294.1 | 289.7 | 75.4 | 0
3:00 | -5 | 48.7 | 0 | 0 | 280.2 | 294.1 | 289.5 | 74 | 0
4:00 | 2.4 | 60.8 | 12.8 | 10.9 | 280.2 | 294.1 | 289.8 | 76.3 | 0
5:00 | 10.7 | 72.3 | 41.5 | 40.6 | 280.5 | 294.1 | 290.5 | 75.8 | 0
6:00 | 19.6 | 83.7 | 18 | 62.9 | 280.9 | 294.1 | 290.6 | 76 | 0
7:00 | 28.7 | 95.6 | 0 | 84.8 | 281.8 | 294.1 | 291 | 67.5 | 0
8:00 | 37.6 | 108.8 | 0 | 101.3 | 282.7 | 296.9 | 292.3 | 0.6 | 0
9:00 | 45.8 | 124.4 | 0 | 131.7 | 283.7 | 296.2 | 293.2 | 0.9 | 0
10:00 | 52.4 | 143.6 | 0 | 145.9 | 284.8 | 295.8 | 293.8 | 0.7 | 0
11:00 | 56.2 | 167.2 | 0 | 152.2 | 285.8 | 296.1 | 294.2 | 0.4 | 0
noon | 56.2 | -167.2 | 0 | 145.7 | 286.8 | 295.9 | 294.6 | 0.2 | 0
13:00 | 52.4 | -143.6 | 0 | 137.1 | 287.6 | 296.5 | 295 | 0.3 | 0
14:00 | 45.8 | -124.4 | 0 | 134.2 | 288 | 296.3 | 295 | 0.3 | 0
15:00 | 37.6 | -108.8 | 0 | 116.3 | 288 | 296.2 | 294.7 | 0.3 | 0
16:00 | 28.7 | -95.6 | 0 | 97.6 | 287.9 | 295.9 | 294.5 | 0.3 | 0
17:00 | 19.6 | -83.7 | 19 | 74.3 | 287.3 | 296.2 | 294.2 | 0.3 | 0
18:00 | 10.7 | -72.3 | 47.9 | 48.7 | 286.3 | 296.2 | 293.7 | 0.2 | 0
19:00 | 2.4 | -60.8 | 25.2 | 18.1 | 285.1 | 296.2 | 292.7 | 0.4 | 0
20:00 | -5 | -48.7 | 0 | 0 | 284 | 295.8 | 292 | 0.5 | 0
21:00 | -11.1 | -35.8 | 0 | 0 | 283.1 | 296.1 | 291.7 | 0.6 | 0
22:00 | -15.5 | -22 | 0 | 0 | 282.3 | 295.9 | 291.3 | 0.9 | 0
23:00 | -17.9 | -7.4 | 0 | 0 | 281.5 | 296 | 291.2 | 1 | 0
June
| solar | solar | direct | diffuse | outdoor | indoor | window | heating | blinds
| altitude | azimuth | radiation | radiation | temp. | temp. | temp. | load | closed
| (degrees) | (degrees) | (W-h/m2) | (W-h/m2) | (K) | (K) | (K) | (W-h/m2) | (% time)
midnight | -13.8 | 7 | 0 | 0 | 284.5 | 294.2 | 291 | 41.7 | 0
1:00 | -11.6 | 21 | 0 | 0 | 284.2 | 294.1 | 290.9 | 40.7 | 0
2:00 | -7.3 | 34.3 | 0 | 0 | 283.9 | 294.1 | 290.8 | 37.4 | 0
3:00 | -1.4 | 46.7 | 0 | 0 | 283.6 | 294.1 | 290.6 | 36.3 | 0
4:00 | 5.8 | 58.4 | 47 | 27.4 | 283.7 | 294.2 | 291.6 | 37.9 | 0
5:00 | 14 | 69.7 | 54.6 | 52.4 | 284.2 | 294.3 | 292.1 | 37.9 | 0
6:00 | 22.8 | 80.8 | 26.7 | 76.8 | 284.6 | 294.4 | 292.1 | 39 | 0
7:00 | 31.9 | 92.5 | 0 | 90.6 | 285.2 | 294.4 | 292.3 | 37.5 | 0
8:00 | 40.9 | 105.5 | 0 | 104.6 | 286.2 | 296.7 | 293.7 | 0.2 | 0
9:00 | 49.2 | 121 | 0 | 130.5 | 287.2 | 296.2 | 294.7 | 0.3 | 0
10:00 | 56.1 | 140.8 | 0 | 140.9 | 288.1 | 296.2 | 295 | 0.1 | 0
11:00 | 60.2 | 166 | 0 | 149.1 | 289.1 | 296.6 | 295.7 | 0.2 | 0
noon | 60.2 | -166 | 0 | 150.4 | 290 | 296.8 | 296 | 0.1 | 0
13:00 | 56.1 | -140.8 | 0 | 149.6 | 290.6 | 297 | 296.4 | 0 | 0
14:00 | 49.2 | -121 | 0 | 133.5 | 291 | 297 | 296.3 | 0 | 0
15:00 | 40.9 | -105.5 | 0 | 111.8 | 291.1 | 297 | 296.1 | 0 | 0
16:00 | 31.9 | -92.5 | 0 | 113.1 | 290.9 | 296.7 | 296.1 | 0.1 | 0
17:00 | 22.8 | -80.8 | 25.1 | 93.4 | 290.2 | 296.7 | 295.7 | 0.1 | 0
18:00 | 14 | -69.7 | 50.8 | 67.2 | 289.3 | 296.4 | 295.2 | 0.2 | 0
19:00 | 5.8 | -58.4 | 47.8 | 41 | 288.3 | 296.2 | 294.6 | 0.2 | 0
20:00 | -1.4 | -46.7 | 0 | 0 | 287.4 | 296.2 | 293.4 | 0.3 | 0
21:00 | -7.3 | -34.3 | 0 | 0 | 286.4 | 295.9 | 293.1 | 0.3 | 0
22:00 | -11.6 | -21 | 0 | 0 | 285.7 | 295.9 | 292.9 | 0.3 | 0
23:00 | -13.8 | -7 | 0 | 0 | 284.8 | 296.1 | 292.5 | 0.5 | 0
July
| solar | solar | direct | diffuse | outdoor | indoor | window | heating | blinds
| altitude | azimuth | radiation | radiation | temp. | temp. | temp. | load | closed
| (degrees) | (degrees) | (W-h/m2) | (W-h/m2) | (K) | (K) | (K) | (W-h/m2) | (% time)
midnight | -15.9 | 7.2 | 0 | 0 | 286.4 | 295.5 | 292.5 | 15.2 | 0
1:00 | -13.7 | 21.5 | 0 | 0 | 286.1 | 295.3 | 292.3 | 18.6 | 0
2:00 | -9.3 | 35.1 | 0 | 0 | 285.6 | 295.1 | 292 | 18.8 | 0
3:00 | -3.3 | 47.8 | 0 | 0 | 285.3 | 295 | 291.8 | 17.2 | 0
4:00 | 4 | 59.7 | 7.4 | 13.9 | 285.5 | 294.9 | 292 | 17.8 | 0
5:00 | 12.3 | 71 | 22.1 | 43.4 | 285.8 | 295 | 292.6 | 16.2 | 0
6:00 | 21.1 | 82.3 | 12.9 | 72.5 | 286.4 | 295.2 | 293.1 | 16.7 | 0
7:00 | 30.2 | 94.1 | 0 | 90.2 | 286.8 | 295.4 | 293.5 | 14.7 | 0
8:00 | 39.2 | 107.3 | 0 | 107.5 | 287.6 | 297.2 | 295 | 0 | 0
9:00 | 47.4 | 122.8 | 0 | 130 | 288.7 | 297.3 | 295.5 | 0 | 0
10:00 | 54.2 | 142.4 | 0 | 152.9 | 289.7 | 297.3 | 296.4 | 0 | 0
11:00 | 58.1 | 166.6 | 0 | 166.1 | 290.7 | 297.5 | 296.9 | 0 | 0
noon | 58.1 | -166.6 | 0 | 174.3 | 291.7 | 297.6 | 297.5 | 0 | 0
13:00 | 54.2 | -142.4 | 0 | 161.4 | 292.5 | 297.5 | 297.5 | 0 | 0
14:00 | 47.4 | -122.8 | 0 | 145.3 | 292.9 | 297.4 | 297.4 | 0 | 0
15:00 | 39.2 | -107.3 | 0 | 120.5 | 293 | 297.4 | 297.2 | 0 | 0
16:00 | 30.2 | -94.1 | 0 | 114.7 | 292.8 | 297.4 | 297 | 0 | 0
17:00 | 21.1 | -82.3 | 18.9 | 91.1 | 292.4 | 297.4 | 296.8 | 0 | 0
18:00 | 12.3 | -71 | 59.5 | 68.5 | 291.5 | 297.1 | 296.8 | 0 | 0
19:00 | 4 | -59.7 | 57.7 | 35.1 | 290.4 | 297.3 | 296.1 | 0 | 0
20:00 | -3.3 | -47.8 | 0 | 0 | 289.3 | 297.1 | 294.6 | 0 | 0
21:00 | -9.3 | -35.1 | 0 | 0 | 288.4 | 297 | 294.3 | 0 | 0
22:00 | -13.7 | -21.5 | 0 | 0 | 287.5 | 297 | 294 | 0.1 | 0
23:00 | -15.9 | -7.2 | 0 | 0 | 286.8 | 297 | 293.7 | 0 | 0
August
| solar | solar | direct | diffuse | outdoor | indoor | window | heating | blinds
| altitude | azimuth | radiation | radiation | temp. | temp. | temp. | load | closed
| (degrees) | (degrees) | (W-h/m2) | (W-h/m2) | (K) | (K) | (K) | (W-h/m2) | (% time)
midnight | -23.7 | 7.9 | 0 | 0 | 286.4 | 295.1 | 292.3 | 13.2 | 0
1:00 | -21.3 | 23.5 | 0 | 0 | 286 | 294.9 | 292 | 14.4 | 0
2:00 | -16.6 | 38.1 | 0 | 0 | 285.9 | 294.8 | 291.9 | 16 | 0
3:00 | -10.1 | 51.6 | 0 | 0 | 285.4 | 294.7 | 291.6 | 17.1 | 0
4:00 | -2.4 | 64.1 | 0 | 0 | 285.1 | 294.6 | 291.5 | 19.4 | 0
5:00 | 6 | 75.9 | 12.7 | 19 | 285.3 | 294.6 | 291.8 | 18.6 | 0
6:00 | 15.1 | 87.6 | 5.8 | 45.6 | 285.9 | 294.7 | 292.3 | 17.6 | 0
7:00 | 24.2 | 99.7 | 0 | 76 | 286.5 | 295 | 292.9 | 17.7 | 0
8:00 | 32.9 | 113.1 | 0 | 96.4 | 287.3 | 296.9 | 294.5 | 0 | 0
9:00 | 40.7 | 128.5 | 0 | 119 | 288.2 | 296.9 | 295.3 | 0 | 0
10:00 | 46.9 | 146.9 | 0 | 144.3 | 289.3 | 297 | 296 | 0 | 0
11:00 | 50.3 | 168.5 | 0 | 156.9 | 290.4 | 296.8 | 296.5 | 0 | 0
noon | 50.3 | -168.5 | 0 | 169.1 | 291.3 | 297.3 | 296.9 | 0 | 0
13:00 | 46.9 | -146.9 | 0 | 150.2 | 292 | 297.6 | 297.1 | 0 | 0
14:00 | 40.7 | -128.5 | 0 | 130.8 | 292.5 | 297.3 | 297.1 | 0 | 0
15:00 | 32.9 | -113.1 | 0 | 103.7 | 292.6 | 297.6 | 296.8 | 0 | 0
16:00 | 24.2 | -99.7 | 0 | 76.7 | 292.2 | 297.4 | 296.4 | 0 | 0
17:00 | 15.1 | -87.6 | 6.3 | 56.4 | 291.7 | 297.5 | 296 | 0 | 0
18:00 | 6 | -75.9 | 24.9 | 35.1 | 290.9 | 297.5 | 295.5 | 0 | 0
19:00 | -2.4 | -64.1 | 0 | 6 | 289.9 | 297 | 294.8 | 0 | 0
20:00 | -10.1 | -51.6 | 0 | 0 | 289 | 297.1 | 294.5 | 0 | 0
21:00 | -16.6 | -38.1 | 0 | 0 | 288.1 | 297.1 | 294.2 | 0 | 0
22:00 | -21.3 | -23.5 | 0 | 0 | 287.3 | 296.9 | 293.7 | 0 | 0
23:00 | -23.7 | -7.9 | 0 | 0 | 286.6 | 296.9 | 293.3 | 0 | 0
September
| solar | solar | direct | diffuse | outdoor | indoor | window | heating | blinds
| altitude | azimuth | radiation | radiation | temp. | temp. | temp. | load | closed
| (degrees) | (degrees) | (W-h/m2) | (W-h/m2) | (K) | (K) | (K) | (W-h/m2) | (% time)
midnight | -35.1 | 9.1 | 0 | 0 | 284.9 | 295.2 | 291.9 | 41.8 | 0
1:00 | -32.3 | 26.9 | 0 | 0 | 284.8 | 295.1 | 291.7 | 41.8 | 0
2:00 | -27.1 | 43.1 | 0 | 0 | 284.5 | 294.9 | 291.5 | 41.3 | 0
3:00 | -20 | 57.5 | 0 | 0 | 284.3 | 294.8 | 291.4 | 40.7 | 0
4:00 | -11.8 | 70.6 | 0 | 0 | 284.1 | 294.7 | 291.2 | 41.4 | 0
5:00 | -3 | 82.8 | 0 | 0.3 | 284 | 294.6 | 291.2 | 43.5 | 0
6:00 | 6 | 94.7 | 0 | 19.9 | 284.3 | 294.6 | 291.4 | 41.6 | 0
7:00 | 15 | 107 | 0 | 44.4 | 284.7 | 294.7 | 291.9 | 36.8 | 0
8:00 | 23.3 | 120.2 | 0 | 67.9 | 285.4 | 297.1 | 293.4 | 0.4 | 0
9:00 | 30.6 | 135 | 0 | 89.9 | 286.1 | 296.8 | 294.2 | 0.6 | 0
10:00 | 36 | 151.7 | 0 | 104.9 | 286.8 | 296.7 | 294.7 | 0.3 | 0
11:00 | 39 | 170.3 | 0 | 105.9 | 287.6 | 296.9 | 294.9 | 0.2 | 0
noon | 39 | -170.3 | 0 | 104.9 | 288.3 | 297.1 | 295.1 | 0 | 0
13:00 | 36 | -151.7 | 0 | 101.4 | 288.9 | 297 | 295.3 | 0.1 | 0
14:00 | 30.6 | -135 | 0 | 92.6 | 289.4 | 296.9 | 295.5 | 0.2 | 0
15:00 | 23.3 | -120.2 | 0 | 73.2 | 289.5 | 296.9 | 295.3 | 0.1 | 0
16:00 | 15 | -107 | 0 | 44.6 | 289.3 | 297 | 294.9 | 0.1 | 0
17:00 | 6 | -94.7 | 0 | 23.9 | 288.6 | 296.9 | 294.4 | 0.2 | 0
18:00 | -3 | -82.8 | 0 | 2.4 | 287.8 | 296.9 | 293.9 | 0.2 | 0
19:00 | -11.8 | -70.6 | 0 | 0 | 287.1 | 296.6 | 293.7 | 0.6 | 0
20:00 | -20 | -57.5 | 0 | 0 | 286.5 | 296.8 | 293.4 | 0.4 | 0
21:00 | -27.1 | -43.1 | 0 | 0 | 285.9 | 296.4 | 293.3 | 0.9 | 0
22:00 | -32.3 | -26.9 | 0 | 0 | 285.3 | 296.9 | 292.9 | 0.5 | 0
23:00 | -35.1 | -9.1 | 0 | 0 | 285 | 296.7 | 292.8 | 1 | 0
October
| solar | solar | direct | diffuse | outdoor | indoor | window | heating | blinds
| altitude | azimuth | radiation | radiation | temp. | temp. | temp. | load | closed
| (degrees) | (degrees) | (W-h/m2) | (W-h/m2) | (K) | (K) | (K) | (W-h/m2) | (% time)
midnight | -47 | 10.8 | 0 | 0 | 282.1 | 294.3 | 290.3 | 57 | 0
1:00 | -43.7 | 31.4 | 0 | 0 | 282.1 | 294.3 | 290.3 | 55.9 | 0
2:00 | -37.8 | 49.3 | 0 | 0 | 282 | 294.3 | 290.2 | 57.3 | 0
3:00 | -30.1 | 64.6 | 0 | 0 | 281.8 | 294.2 | 290.2 | 58.2 | 0
4:00 | -21.5 | 78 | 0 | 0 | 281.8 | 294.2 | 290.1 | 59.7 | 0
5:00 | -12.4 | 90.2 | 0 | 0 | 281.7 | 294.2 | 290.1 | 64.5 | 0
6:00 | -3.4 | 102 | 0 | 0.8 | 281.8 | 294.1 | 290.1 | 65.2 | 0
7:00 | 5.2 | 114 | 0 | 16.8 | 282.2 | 294.1 | 290.4 | 64.1 | 0
8:00 | 13 | 126.6 | 0 | 37.6 | 282.6 | 296.4 | 291.5 | 0.6 | 0
9:00 | 19.7 | 140.4 | 0 | 61.3 | 283.3 | 295.6 | 292.9 | 1.2 | 0
10:00 | 24.5 | 155.5 | 0 | 70.4 | 283.9 | 296.2 | 292.8 | 0.6 | 0
11:00 | 27.1 | 171.7 | 0 | 81.3 | 284.6 | 296 | 293.3 | 0.8 | 0
noon | 27.1 | -171.7 | 0 | 79 | 285.1 | 296.3 | 293.2 | 0.8 | 0
13:00 | 24.5 | -155.5 | 0 | 65.6 | 285.4 | 296.1 | 293 | 0.6 | 0
14:00 | 19.7 | -140.4 | 0 | 49.7 | 285.5 | 296 | 293.1 | 0.8 | 0
15:00 | 13 | -126.6 | 0 | 33.4 | 285.3 | 296.1 | 292.9 | 0.6 | 0
16:00 | 5.2 | -114 | 0 | 14.6 | 284.7 | 296.4 | 292.3 | 0.5 | 0
17:00 | -3.4 | -102 | 0 | 0.4 | 284.1 | 295.7 | 292.3 | 1 | 0
18:00 | -12.4 | -90.2 | 0 | 0 | 283.5 | 296.3 | 291.7 | 0.8 | 0
19:00 | -21.5 | -78 | 0 | 0 | 283.1 | 295.6 | 292 | 1.1 | 0
20:00 | -30.1 | -64.6 | 0 | 0 | 282.8 | 296.2 | 291.5 | 0.6 | 0
21:00 | -37.8 | -49.3 | 0 | 0 | 282.5 | 295.7 | 291.7 | 1 | 0
22:00 | -43.7 | -31.4 | 0 | 0 | 282.4 | 296.3 | 291.5 | 0.7 | 0
23:00 | -47 | -10.8 | 0 | 0 | 282.2 | 295.9 | 291.7 | 1 | 0
November
| solar | solar | direct | diffuse | outdoor | indoor | window | heating | blinds
| altitude | azimuth | radiation | radiation | temp. | temp. | temp. | load | closed
| (degrees) | (degrees) | (W-h/m2) | (W-h/m2) | (K) | (K) | (K) | (W-h/m2) | (% time)
midnight | -56.2 | 12.8 | 0 | 0 | 278.9 | 294.1 | 289.1 | 102.3 | 0
1:00 | -52.4 | 36.3 | 0 | 0 | 278.8 | 294.1 | 289.1 | 102.9 | 0
2:00 | -45.8 | 55.6 | 0 | 0 | 278.6 | 294.1 | 289.1 | 109.1 | 0
3:00 | -37.7 | 71.1 | 0 | 0 | 278.5 | 294.1 | 289 | 105.5 | 0
4:00 | -28.8 | 84.3 | 0 | 0 | 278.4 | 294.1 | 289 | 101.4 | 0
5:00 | -19.7 | 96.2 | 0 | 0 | 278.4 | 294.1 | 289 | 104.9 | 0
6:00 | -10.7 | 107.7 | 0 | 0 | 278.3 | 294.1 | 289 | 105.2 | 0
7:00 | -2.4 | 119.2 | 0 | 1 | 278.2 | 294.1 | 288.9 | 105.8 | 0
8:00 | 5 | 131.2 | 0 | 16 | 278.4 | 296 | 289.5 | 1.5 | 0
9:00 | 11.1 | 144.1 | 0 | 30.1 | 278.8 | 295.4 | 291.1 | 2.5 | 0
10:00 | 15.5 | 157.9 | 0 | 45.9 | 279.2 | 296.2 | 290.6 | 1.6 | 0
11:00 | 17.8 | 172.5 | 0 | 57.8 | 279.7 | 295.7 | 291.3 | 2.4 | 0
noon | 17.8 | -172.5 | 0 | 55.3 | 280.1 | 296.1 | 291.3 | 1.2 | 0
13:00 | 15.5 | -157.9 | 0 | 47.3 | 280.3 | 295.7 | 291.4 | 2.2 | 0
14:00 | 11.1 | -144.1 | 0 | 30.2 | 280.4 | 296.2 | 291.1 | 1.7 | 0
15:00 | 5 | -131.2 | 0 | 12.9 | 280.2 | 295.5 | 290.9 | 2 | 0
16:00 | -2.4 | -119.2 | 0 | 0 | 280 | 296.3 | 290.5 | 1.5 | 0
17:00 | -10.7 | -107.7 | 0 | 0 | 279.7 | 295.4 | 290.8 | 2.2 | 0
18:00 | -19.7 | -96.2 | 0 | 0 | 279.6 | 296.1 | 290.3 | 1.6 | 0
19:00 | -28.8 | -84.3 | 0 | 0 | 279.4 | 295.5 | 290.9 | 2.1 | 0
20:00 | -37.7 | -71.1 | 0 | 0 | 279.4 | 296 | 290.3 | 1.9 | 0
21:00 | -45.8 | -55.6 | 0 | 0 | 279.2 | 295.8 | 290.6 | 1.9 | 0
22:00 | -52.4 | -36.3 | 0 | 0 | 279 | 295.6 | 290.4 | 2.1 | 0
23:00 | -56.2 | -12.8 | 0 | 0 | 278.8 | 295.9 | 290.4 | 1.9 | 0
December
| solar | solar | direct | diffuse | outdoor | indoor | window | heating | blinds
| altitude | azimuth | radiation | radiation | temp. | temp. | temp. | load | closed
| (degrees) | (degrees) | (W-h/m2) | (W-h/m2) | (K) | (K) | (K) | (W-h/m2) | (% time)
midnight | -60.2 | 13.9 | 0 | 0 | 276.9 | 294.1 | 288.5 | 107.2 | 0
1:00 | -56.1 | 39.1 | 0 | 0 | 276.8 | 294.1 | 288.5 | 110.8 | 0
2:00 | -49.2 | 58.9 | 0 | 0 | 276.8 | 294.1 | 288.5 | 111.2 | 0
3:00 | -40.9 | 74.4 | 0 | 0 | 276.8 | 294.1 | 288.5 | 111.2 | 0
4:00 | -31.9 | 87.4 | 0 | 0 | 276.9 | 294.1 | 288.5 | 108.6 | 0
5:00 | -22.8 | 99.1 | 0 | 0 | 277 | 294.1 | 288.5 | 111.6 | 0
6:00 | -14 | 110.2 | 0 | 0 | 276.9 | 294.1 | 288.5 | 108.7 | 0
7:00 | -5.8 | 121.5 | 0 | 0 | 276.9 | 294.1 | 288.5 | 106 | 0
8:00 | 1.4 | 133.2 | 0 | 1.8 | 277.1 | 295.9 | 288.9 | 1.8 | 0
9:00 | 7.3 | 145.7 | 0 | 14.9 | 277.3 | 295.9 | 290.4 | 2.4 | 0
10:00 | 11.6 | 158.9 | 0 | 28.6 | 277.7 | 296 | 289.8 | 3.3 | 0
11:00 | 13.8 | 172.9 | 0 | 36.8 | 277.9 | 295.5 | 290.8 | 2.5 | 0
noon | 13.8 | -172.9 | 0 | 37.9 | 278.2 | 296.3 | 290.2 | 2.4 | 0
13:00 | 11.6 | -158.9 | 0 | 29 | 278.4 | 295.5 | 290.7 | 2.6 | 0
14:00 | 7.3 | -145.7 | 0 | 18.1 | 278.3 | 296 | 290.2 | 1.9 | 0
15:00 | 1.4 | -133.2 | 0 | 4.7 | 278.2 | 295.8 | 290.3 | 2.4 | 0
16:00 | -5.8 | -121.5 | 0 | 0 | 277.8 | 295.9 | 289.8 | 2.4 | 0
17:00 | -14 | -110.2 | 0 | 0 | 277.7 | 295.7 | 290.2 | 2.4 | 0
18:00 | -22.8 | -99.1 | 0 | 0 | 277.5 | 296 | 290 | 2.6 | 0
19:00 | -31.9 | -87.4 | 0 | 0 | 277.5 | 295.8 | 289.9 | 2.5 | 0
20:00 | -40.9 | -74.4 | 0 | 0 | 277.3 | 296 | 289.9 | 2.3 | 0
21:00 | -49.2 | -58.9 | 0 | 0 | 277.1 | 295.7 | 289.9 | 2.4 | 0
22:00 | -56.1 | -39.1 | 0 | 0 | 277.1 | 295.8 | 289.9 | 2.3 | 0
23:00 | -60.2 | -13.9 | 0 | 0 | 277 | 295.7 | 289.8 | 2.5 | 0

## Sheet13
Scenario One (blue)
Tue Dec 03 2019 23:05:21 GMT+0000 (Greenwich Mean Time)
Setup Information:
Building
Location | UK - London
Building length, side A | N/A
Building length, side B | N/A
Simulation Type
Simulation Type | one_sided
Window Description
Typology | dgu_nb
Glazing Type | clear
Window Area | 13%
Wall Description
Insulation R-Value | 99999999.9 m2-K/W
Occupancy
Type | Low-rise Residential
Occupancy Load | 0.000 people per m2
Lighting Requirements | 400 lux
Equipment Load | 0.00 W/m2
Room Ventilation
Air Change Rate per Occupant | 15.0 liters / sec per person
Total Air Change Rate | 0.0 roomfuls per hour
Lighting Control
Lighting Control | lights do not respond to daylight: all lights fully on while building is occupied
Representative Room
Orientation | north
Room Depth | 27 m
Room Width | 5 m
Room Height | 2.2 m
Thermal Mass
Thermal Mass | none
Overhang
Overhang Depth | 0 m
Roof
Roof Type | adiabatic roof
Simulation Results:
Primary Energy Use and CO2 Emissions
| heating | cooling | lighting | total | CO2
| energy | energy | energy | energy | emissions
| (kWh/m2) | (kWh/m2) | (kWh/m2) | (kWh/m2) | (kg/m2)
January | 33.9 | 0 | 7.3 | 41.2 | 8.2
February | 28.2 | 0 | 6.6 | 34.8 | 7
March | 32.1 | 0 | 7.3 | 39.4 | 7.9
April | 25.7 | 0 | 7.1 | 32.8 | 6.6
May | 18.7 | 0 | 7.3 | 26 | 5.2
June | 9.3 | 0 | 7.1 | 16.4 | 3.3
July | 4.2 | 0 | 7.3 | 11.5 | 2.3
August | 4.1 | 0 | 7.3 | 11.4 | 2.3
September | 10 | 0 | 7.1 | 17.1 | 3.4
October | 15.3 | 0 | 7.3 | 22.6 | 4.5
November | 26 | 0 | 7.1 | 33.1 | 6.6
December | 28.3 | 0 | 7.3 | 35.6 | 7.1
Total | 235.8 | 0 | 86.1 | 321.9 | 64.4 | yearly energy
January
| solar | solar | direct | diffuse | outdoor | indoor | window | heating | blinds
| altitude | azimuth | radiation | radiation | temp. | temp. | temp. | load | closed
| (degrees) | (degrees) | (W-h/m2) | (W-h/m2) | (K) | (K) | (K) | (W-h/m2) | (% time)
midnight | -58.1 | 13.3 | 0 | 0 | 275.9 | 294.1 | 288.2 | 134.3 | 0
1:00 | -54.2 | 37.6 | 0 | 0 | 275.8 | 294.1 | 288.2 | 133.8 | 0
2:00 | -47.5 | 57.1 | 0 | 0 | 275.8 | 294.1 | 288.2 | 132.2 | 0
3:00 | -39.2 | 72.7 | 0 | 0 | 275.7 | 294.1 | 288.1 | 128.1 | 0
4:00 | -30.2 | 85.8 | 0 | 0 | 275.6 | 294.1 | 288.1 | 130.8 | 0
5:00 | -21.1 | 97.6 | 0 | 0 | 275.6 | 294.1 | 288.1 | 130.6 | 0
6:00 | -12.3 | 108.9 | 0 | 0 | 275.5 | 294.1 | 288.1 | 128.3 | 0
7:00 | -4 | 120.3 | 0 | 0 | 275.5 | 294.1 | 288.1 | 127.1 | 0
8:00 | 3.3 | 132.2 | 0 | 5.1 | 275.7 | 295.8 | 288.4 | 2.3 | 0
9:00 | 9.3 | 144.9 | 0 | 20.2 | 276.1 | 296.5 | 289.9 | 2.6 | 0
10:00 | 13.6 | 158.4 | 0 | 34.6 | 276.5 | 295.8 | 289.5 | 3.7 | 0
11:00 | 15.9 | 172.7 | 0 | 40.5 | 276.7 | 295.9 | 290.4 | 2.5 | 0
noon | 15.9 | -172.7 | 0 | 42.7 | 277.2 | 296.1 | 290.1 | 3.3 | 0
13:00 | 13.6 | -158.4 | 0 | 38.1 | 277.6 | 295.9 | 290.4 | 2.6 | 0
14:00 | 9.3 | -144.9 | 0 | 26.7 | 277.5 | 295.9 | 290.2 | 3.3 | 0
15:00 | 3.3 | -132.2 | 0 | 13.2 | 277.3 | 295.8 | 290.1 | 2.9 | 0
16:00 | -4 | -120.3 | 0 | 0.6 | 277 | 295.9 | 289.7 | 3.3 | 0
17:00 | -12.3 | -108.9 | 0 | 0 | 276.8 | 295.9 | 289.8 | 3.1 | 0
18:00 | -21.1 | -97.6 | 0 | 0 | 276.5 | 295.8 | 289.5 | 4.1 | 0
19:00 | -30.2 | -85.8 | 0 | 0 | 276.3 | 295.6 | 289.6 | 3.4 | 0
20:00 | -39.2 | -72.7 | 0 | 0 | 276.1 | 296 | 289.3 | 3.3 | 0
21:00 | -47.5 | -57.1 | 0 | 0 | 276.1 | 295.8 | 289.6 | 3.1 | 0
22:00 | -54.2 | -37.6 | 0 | 0 | 276 | 295.8 | 289.3 | 3.5 | 0
23:00 | -58.1 | -13.3 | 0 | 0 | 275.9 | 296 | 289.4 | 3.3 | 0
February
| solar | solar | direct | diffuse | outdoor | indoor | window | heating | blinds
| altitude | azimuth | radiation | radiation | temp. | temp. | temp. | load | closed
| (degrees) | (degrees) | (W-h/m2) | (W-h/m2) | (K) | (K) | (K) | (W-h/m2) | (% time)
midnight | -50.4 | 11.4 | 0 | 0 | 275.4 | 294.1 | 288 | 114.6 | 0
1:00 | -46.9 | 33 | 0 | 0 | 275.3 | 294.1 | 288 | 109.2 | 0
2:00 | -40.8 | 51.4 | 0 | 0 | 275.2 | 294.1 | 288 | 113.4 | 0
3:00 | -32.9 | 66.9 | 0 | 0 | 275.2 | 294.1 | 288 | 119.9 | 0
4:00 | -24.2 | 80.2 | 0 | 0 | 275.2 | 294.1 | 288 | 121.9 | 0
5:00 | -15.1 | 92.3 | 0 | 0 | 275.1 | 294.1 | 287.9 | 126.5 | 0
6:00 | -6.1 | 104 | 0 | 0 | 275.1 | 294.1 | 287.9 | 126.3 | 0
7:00 | 2.4 | 115.9 | 0 | 2.3 | 275.1 | 294.1 | 288 | 130 | 0
8:00 | 10.1 | 128.3 | 0 | 20.6 | 275.5 | 295.9 | 288.6 | 2.3 | 0
9:00 | 16.5 | 141.8 | 0 | 40.4 | 276.1 | 295.6 | 290.3 | 3.2 | 0
10:00 | 21.2 | 156.4 | 0 | 55.1 | 276.7 | 296.3 | 289.7 | 2.8 | 0
11:00 | 23.7 | 172 | 0 | 60.6 | 277.3 | 295.8 | 290.6 | 3.3 | 0
noon | 23.7 | -172 | 0 | 65.1 | 277.9 | 295.8 | 290.7 | 2.7 | 0
13:00 | 21.2 | -156.4 | 0 | 57 | 278.4 | 296 | 290.9 | 2.4 | 0
14:00 | 16.5 | -141.8 | 0 | 53.5 | 278.5 | 295.9 | 290.7 | 2.6 | 0
15:00 | 10.1 | -128.3 | 0 | 36 | 278.3 | 295.8 | 290.6 | 2.6 | 0
16:00 | 2.4 | -115.9 | 0 | 14.5 | 277.7 | 295.8 | 290 | 2.8 | 0
17:00 | -6.1 | -104 | 0 | 0.3 | 277.1 | 295.6 | 289.8 | 3 | 0
18:00 | -15.1 | -92.3 | 0 | 0 | 276.7 | 295.4 | 289.6 | 2.9 | 0
19:00 | -24.2 | -80.2 | 0 | 0 | 276.3 | 295.8 | 289.4 | 3 | 0
20:00 | -32.9 | -66.9 | 0 | 0 | 276 | 295.9 | 289.5 | 3 | 0
21:00 | -40.8 | -51.4 | 0 | 0 | 275.7 | 295.9 | 289.2 | 3.1 | 0
22:00 | -46.9 | -33 | 0 | 0 | 275.5 | 296.1 | 289.2 | 2.9 | 0
23:00 | -50.4 | -11.4 | 0 | 0 | 275.4 | 295.8 | 289.3 | 2.9 | 0
March
| solar | solar | direct | diffuse | outdoor | indoor | window | heating | blinds
| altitude | azimuth | radiation | radiation | temp. | temp. | temp. | load | closed
| (degrees) | (degrees) | (W-h/m2) | (W-h/m2) | (K) | (K) | (K) | (W-h/m2) | (% time)
midnight | -39 | 9.6 | 0 | 0 | 276.9 | 294.1 | 288.5 | 126.6 | 0
1:00 | -36 | 28.2 | 0 | 0 | 276.8 | 294.1 | 288.5 | 130.6 | 0
2:00 | -30.6 | 45 | 0 | 0 | 276.7 | 294.1 | 288.4 | 134.8 | 0
3:00 | -23.4 | 59.7 | 0 | 0 | 276.5 | 294.1 | 288.4 | 127.2 | 0
4:00 | -15 | 72.9 | 0 | 0 | 276.3 | 294.1 | 288.3 | 128.5 | 0
5:00 | -6.1 | 85.2 | 0 | 0 | 276.4 | 294.1 | 288.3 | 123.3 | 0
6:00 | 2.9 | 97.1 | 0 | 4.1 | 276.6 | 294.1 | 288.4 | 115.8 | 0
7:00 | 11.8 | 109.3 | 0 | 24.9 | 276.9 | 294.1 | 288.8 | 112.6 | 0
8:00 | 20 | 122.4 | 0 | 48.1 | 277.4 | 296.2 | 289.6 | 1.8 | 0
9:00 | 27 | 136.9 | 0 | 66.7 | 278 | 295.2 | 291.3 | 2.4 | 0
10:00 | 32.2 | 153.1 | 0 | 85.8 | 278.8 | 296 | 291.2 | 1.9 | 0
11:00 | 35.1 | 170.8 | 0 | 100 | 279.8 | 295.7 | 291.7 | 2 | 0
noon | 35.1 | -170.8 | 0 | 101.7 | 280.5 | 295.6 | 292.1 | 1.9 | 0
13:00 | 32.2 | -153.1 | 0 | 93 | 281.2 | 296.4 | 292.1 | 1.2 | 0
14:00 | 27 | -136.9 | 0 | 79.8 | 281.5 | 295.7 | 292 | 1.8 | 0
15:00 | 20 | -122.4 | 0 | 58.9 | 281.4 | 295.9 | 291.7 | 1.6 | 0
16:00 | 11.8 | -109.3 | 0 | 34.5 | 280.9 | 295.9 | 291.5 | 2.2 | 0
17:00 | 2.9 | -97.1 | 0 | 15.4 | 280.1 | 295.9 | 290.8 | 2.3 | 0
18:00 | -6.1 | -85.2 | 0 | 0 | 279.4 | 295.8 | 290.5 | 2.3 | 0
19:00 | -15 | -72.9 | 0 | 0 | 278.7 | 296 | 290.4 | 2.3 | 0
20:00 | -23.4 | -59.7 | 0 | 0 | 278.2 | 295.7 | 290.1 | 3.3 | 0
21:00 | -30.6 | -45 | 0 | 0 | 277.8 | 296.1 | 290 | 2.7 | 0
22:00 | -36 | -28.2 | 0 | 0 | 277.3 | 295.6 | 289.8 | 4.3 | 0
23:00 | -39 | -9.6 | 0 | 0 | 277.1 | 296 | 289.6 | 3.2 | 0
April
| solar | solar | direct | diffuse | outdoor | indoor | window | heating | blinds
| altitude | azimuth | radiation | radiation | temp. | temp. | temp. | load | closed
| (degrees) | (degrees) | (W-h/m2) | (W-h/m2) | (K) | (K) | (K) | (W-h/m2) | (% time)
midnight | -27.1 | 8.3 | 0 | 0 | 278.5 | 294.1 | 289 | 103.8 | 0
1:00 | -24.5 | 24.4 | 0 | 0 | 278.2 | 294.1 | 288.9 | 102.1 | 0
2:00 | -19.7 | 39.5 | 0 | 0 | 278 | 294.1 | 288.9 | 103.7 | 0
3:00 | -13.1 | 53.3 | 0 | 0 | 277.7 | 294.1 | 288.8 | 105.7 | 0
4:00 | -5.2 | 66 | 0 | 0 | 277.4 | 294.1 | 288.7 | 104.7 | 0
5:00 | 3.4 | 78 | 3 | 8 | 277.6 | 294.1 | 288.8 | 103.6 | 0
6:00 | 12.4 | 89.8 | 0.4 | 33.9 | 278.1 | 294.1 | 289.2 | 107 | 0
7:00 | 21.5 | 102 | 0 | 60.7 | 278.8 | 294.1 | 289.8 | 103.7 | 0
8:00 | 30.1 | 115.3 | 0 | 79.7 | 279.5 | 296.6 | 290.8 | 1.4 | 0
9:00 | 37.7 | 130.6 | 0 | 102.3 | 280.6 | 295.8 | 291.8 | 2.6 | 0
10:00 | 43.7 | 148.5 | 0 | 121.4 | 281.5 | 295.9 | 292.6 | 1.7 | 0
11:00 | 47 | 169.1 | 0 | 133.9 | 282.5 | 295.6 | 293 | 1.4 | 0
noon | 47 | -169.1 | 0 | 135.6 | 283.5 | 295.3 | 293.5 | 1.1 | 0
13:00 | 43.7 | -148.5 | 0 | 127.4 | 284.2 | 296.2 | 293.4 | 0.8 | 0
14:00 | 37.7 | -130.6 | 0 | 116.3 | 284.7 | 296.2 | 293.5 | 0.9 | 0
15:00 | 30.1 | -115.3 | 0 | 86.8 | 285 | 295.8 | 293.3 | 0.9 | 0
16:00 | 21.5 | -102 | 0 | 66.8 | 284.7 | 295.8 | 293.2 | 0.9 | 0
17:00 | 12.4 | -89.8 | 0.5 | 41.3 | 283.9 | 296.1 | 292.3 | 0.9 | 0
18:00 | 3.4 | -78 | 12.3 | 16.4 | 283 | 295.8 | 292.2 | 1.5 | 0
19:00 | -5.2 | -66 | 0 | 0 | 282 | 296.2 | 291.4 | 1 | 0
20:00 | -13.1 | -53.3 | 0 | 0 | 281 | 295.8 | 291.2 | 2 | 0
21:00 | -19.7 | -39.5 | 0 | 0 | 280 | 296.1 | 290.5 | 1.6 | 0
22:00 | -24.5 | -24.4 | 0 | 0 | 279.3 | 295.5 | 290.7 | 2.5 | 0
23:00 | -27.1 | -8.3 | 0 | 0 | 278.6 | 296 | 290.1 | 2.3 | 0
May
| solar | solar | direct | diffuse | outdoor | indoor | window | heating | blinds
| altitude | azimuth | radiation | radiation | temp. | temp. | temp. | load | closed
| (degrees) | (degrees) | (W-h/m2) | (W-h/m2) | (K) | (K) | (K) | (W-h/m2) | (% time)
midnight | -17.9 | 7.4 | 0 | 0 | 281 | 294.1 | 289.8 | 74.1 | 0
1:00 | -15.5 | 22 | 0 | 0 | 280.8 | 294.1 | 289.7 | 75 | 0
2:00 | -11.1 | 35.8 | 0 | 0 | 280.5 | 294.1 | 289.7 | 75.4 | 0
3:00 | -5 | 48.7 | 0 | 0 | 280.2 | 294.1 | 289.5 | 74.1 | 0
4:00 | 2.4 | 60.8 | 12.8 | 10.9 | 280.2 | 294.1 | 289.8 | 76.3 | 0
5:00 | 10.7 | 72.3 | 41.5 | 40.6 | 280.5 | 294.1 | 290.5 | 75.8 | 0
6:00 | 19.6 | 83.7 | 18 | 62.9 | 280.9 | 294.1 | 290.6 | 76 | 0
7:00 | 28.7 | 95.6 | 0 | 84.8 | 281.8 | 294.1 | 291 | 67.5 | 0
8:00 | 37.6 | 108.8 | 0 | 101.3 | 282.7 | 296.8 | 292.3 | 0.6 | 0
9:00 | 45.8 | 124.4 | 0 | 131.7 | 283.7 | 296.1 | 293.2 | 0.9 | 0
10:00 | 52.4 | 143.6 | 0 | 145.9 | 284.8 | 295.8 | 293.7 | 0.7 | 0
11:00 | 56.2 | 167.2 | 0 | 152.2 | 285.8 | 296 | 294.3 | 0.4 | 0
noon | 56.2 | -167.2 | 0 | 145.7 | 286.8 | 295.7 | 294.6 | 0.3 | 0
13:00 | 52.4 | -143.6 | 0 | 137.1 | 287.6 | 296.4 | 295 | 0.3 | 0
14:00 | 45.8 | -124.4 | 0 | 134.2 | 288 | 296.2 | 295 | 0.3 | 0
15:00 | 37.6 | -108.8 | 0 | 116.3 | 288 | 296.2 | 294.6 | 0.3 | 0
16:00 | 28.7 | -95.6 | 0 | 97.6 | 287.9 | 296 | 294.4 | 0.3 | 0
17:00 | 19.6 | -83.7 | 19 | 74.3 | 287.3 | 296.6 | 294 | 0.2 | 0
18:00 | 10.7 | -72.3 | 47.9 | 48.7 | 286.3 | 296.1 | 293.6 | 0.3 | 0
19:00 | 2.4 | -60.8 | 25.2 | 18.1 | 285.1 | 296.4 | 292.8 | 0.3 | 0
20:00 | -5 | -48.7 | 0 | 0 | 284 | 295.5 | 291.9 | 0.6 | 0
21:00 | -11.1 | -35.8 | 0 | 0 | 283.1 | 296.4 | 291.7 | 0.4 | 0
22:00 | -15.5 | -22 | 0 | 0 | 282.3 | 295.4 | 291.4 | 1 | 0
23:00 | -17.9 | -7.4 | 0 | 0 | 281.5 | 296.4 | 291.2 | 0.8 | 0
June
| solar | solar | direct | diffuse | outdoor | indoor | window | heating | blinds
| altitude | azimuth | radiation | radiation | temp. | temp. | temp. | load | closed
| (degrees) | (degrees) | (W-h/m2) | (W-h/m2) | (K) | (K) | (K) | (W-h/m2) | (% time)
midnight | -13.8 | 7 | 0 | 0 | 284.5 | 294.2 | 291 | 41.7 | 0
1:00 | -11.6 | 21 | 0 | 0 | 284.2 | 294.2 | 290.9 | 40.7 | 0
2:00 | -7.3 | 34.3 | 0 | 0 | 283.9 | 294.1 | 290.8 | 37.4 | 0
3:00 | -1.4 | 46.7 | 0 | 0 | 283.6 | 294.1 | 290.6 | 36.3 | 0
4:00 | 5.8 | 58.4 | 47 | 27.4 | 283.7 | 294.2 | 291.6 | 37.8 | 0
5:00 | 14 | 69.7 | 54.6 | 52.4 | 284.2 | 294.3 | 292.1 | 37.9 | 0
6:00 | 22.8 | 80.8 | 26.7 | 76.8 | 284.6 | 294.3 | 292.1 | 39 | 0
7:00 | 31.9 | 92.5 | 0 | 90.6 | 285.2 | 294.4 | 292.3 | 37.5 | 0
8:00 | 40.9 | 105.5 | 0 | 104.6 | 286.2 | 296.7 | 293.7 | 0.2 | 0
9:00 | 49.2 | 121 | 0 | 130.5 | 287.2 | 296.2 | 294.5 | 0.3 | 0
10:00 | 56.1 | 140.8 | 0 | 140.9 | 288.1 | 296.4 | 295.1 | 0.1 | 0
11:00 | 60.2 | 166 | 0 | 149.1 | 289.1 | 296.6 | 295.5 | 0.2 | 0
noon | 60.2 | -166 | 0 | 150.4 | 290 | 297 | 296.1 | 0.1 | 0
13:00 | 56.1 | -140.8 | 0 | 149.6 | 290.6 | 296.9 | 296.4 | 0.1 | 0
14:00 | 49.2 | -121 | 0 | 133.5 | 291 | 297 | 296.4 | 0 | 0
15:00 | 40.9 | -105.5 | 0 | 111.8 | 291.1 | 297.1 | 296.1 | 0 | 0
16:00 | 31.9 | -92.5 | 0 | 113.1 | 290.9 | 296.8 | 296 | 0.1 | 0
17:00 | 22.8 | -80.8 | 25.1 | 93.4 | 290.2 | 296.4 | 295.6 | 0.1 | 0
18:00 | 14 | -69.7 | 50.8 | 67.2 | 289.3 | 296.2 | 295.1 | 0.2 | 0
19:00 | 5.8 | -58.4 | 47.8 | 41 | 288.3 | 296.2 | 294.6 | 0.2 | 0
20:00 | -1.4 | -46.7 | 0 | 0 | 287.4 | 296.4 | 293.5 | 0.2 | 0
21:00 | -7.3 | -34.3 | 0 | 0 | 286.4 | 296.1 | 293 | 0.3 | 0
22:00 | -11.6 | -21 | 0 | 0 | 285.7 | 296 | 292.8 | 0.4 | 0
23:00 | -13.8 | -7 | 0 | 0 | 284.8 | 296.1 | 292.4 | 0.4 | 0
July
| solar | solar | direct | diffuse | outdoor | indoor | window | heating | blinds
| altitude | azimuth | radiation | radiation | temp. | temp. | temp. | load | closed
| (degrees) | (degrees) | (W-h/m2) | (W-h/m2) | (K) | (K) | (K) | (W-h/m2) | (% time)
midnight | -15.9 | 7.2 | 0 | 0 | 286.4 | 295.5 | 292.5 | 15.2 | 0
1:00 | -13.7 | 21.5 | 0 | 0 | 286.1 | 295.3 | 292.3 | 18.6 | 0
2:00 | -9.3 | 35.1 | 0 | 0 | 285.6 | 295.1 | 292 | 18.8 | 0
3:00 | -3.3 | 47.8 | 0 | 0 | 285.3 | 294.9 | 291.8 | 17.2 | 0
4:00 | 4 | 59.7 | 7.4 | 13.9 | 285.5 | 294.8 | 292 | 17.8 | 0
5:00 | 12.3 | 71 | 22.1 | 43.4 | 285.8 | 294.9 | 292.6 | 16.3 | 0
6:00 | 21.1 | 82.3 | 12.9 | 72.5 | 286.4 | 295.1 | 293.1 | 16.7 | 0
7:00 | 30.2 | 94.1 | 0 | 90.2 | 286.8 | 295.4 | 293.5 | 14.7 | 0
8:00 | 39.2 | 107.3 | 0 | 107.5 | 287.6 | 297.1 | 295 | 0 | 0
9:00 | 47.4 | 122.8 | 0 | 130 | 288.7 | 297.2 | 295.5 | 0 | 0
10:00 | 54.2 | 142.4 | 0 | 152.9 | 289.7 | 297.2 | 296.4 | 0 | 0
11:00 | 58.1 | 166.6 | 0 | 166.1 | 290.7 | 297.5 | 296.8 | 0 | 0
noon | 58.1 | -166.6 | 0 | 174.3 | 291.7 | 297.6 | 297.5 | 0 | 0
13:00 | 54.2 | -142.4 | 0 | 161.4 | 292.5 | 297.6 | 297.6 | 0 | 0
14:00 | 47.4 | -122.8 | 0 | 145.3 | 292.9 | 297.3 | 297.5 | 0 | 0
15:00 | 39.2 | -107.3 | 0 | 120.5 | 293 | 297.3 | 297.2 | 0 | 0
16:00 | 30.2 | -94.1 | 0 | 114.7 | 292.8 | 297.5 | 297 | 0 | 0
17:00 | 21.1 | -82.3 | 18.9 | 91.1 | 292.4 | 297.4 | 296.7 | 0 | 0
18:00 | 12.3 | -71 | 59.5 | 68.5 | 291.5 | 297.2 | 296.7 | 0 | 0
19:00 | 4 | -59.7 | 57.7 | 35.1 | 290.4 | 297.2 | 296.1 | 0 | 0
20:00 | -3.3 | -47.8 | 0 | 0 | 289.3 | 297.1 | 294.5 | 0 | 0
21:00 | -9.3 | -35.1 | 0 | 0 | 288.4 | 296.9 | 294.3 | 0 | 0
22:00 | -13.7 | -21.5 | 0 | 0 | 287.5 | 297.1 | 293.9 | 0 | 0
23:00 | -15.9 | -7.2 | 0 | 0 | 286.8 | 296.9 | 293.5 | 0 | 0
August
| solar | solar | direct | diffuse | outdoor | indoor | window | heating | blinds
| altitude | azimuth | radiation | radiation | temp. | temp. | temp. | load | closed
| (degrees) | (degrees) | (W-h/m2) | (W-h/m2) | (K) | (K) | (K) | (W-h/m2) | (% time)
midnight | -23.7 | 7.9 | 0 | 0 | 286.4 | 295 | 292.2 | 13.2 | 0
1:00 | -21.3 | 23.5 | 0 | 0 | 286 | 294.9 | 292 | 14.4 | 0
2:00 | -16.6 | 38.1 | 0 | 0 | 285.9 | 294.7 | 291.8 | 16 | 0
3:00 | -10.1 | 51.6 | 0 | 0 | 285.4 | 294.6 | 291.6 | 17.2 | 0
4:00 | -2.4 | 64.1 | 0 | 0 | 285.1 | 294.5 | 291.4 | 19.4 | 0
5:00 | 6 | 75.9 | 12.7 | 19 | 285.3 | 294.6 | 291.8 | 18.6 | 0
6:00 | 15.1 | 87.6 | 5.8 | 45.6 | 285.9 | 294.7 | 292.2 | 17.6 | 0
7:00 | 24.2 | 99.7 | 0 | 76 | 286.5 | 294.9 | 292.9 | 17.7 | 0
8:00 | 32.9 | 113.1 | 0 | 96.4 | 287.3 | 296.9 | 294.6 | 0 | 0
9:00 | 40.7 | 128.5 | 0 | 119 | 288.2 | 296.9 | 295.2 | 0 | 0
10:00 | 46.9 | 146.9 | 0 | 144.3 | 289.3 | 296.9 | 296 | 0 | 0
11:00 | 50.3 | 168.5 | 0 | 156.9 | 290.4 | 297 | 296.4 | 0 | 0
noon | 50.3 | -168.5 | 0 | 169.1 | 291.3 | 297.3 | 296.9 | 0 | 0
13:00 | 46.9 | -146.9 | 0 | 150.2 | 292 | 297.4 | 297 | 0 | 0
14:00 | 40.7 | -128.5 | 0 | 130.8 | 292.5 | 297.3 | 297.1 | 0 | 0
15:00 | 32.9 | -113.1 | 0 | 103.7 | 292.6 | 297.5 | 296.8 | 0 | 0
16:00 | 24.2 | -99.7 | 0 | 76.7 | 292.2 | 297.3 | 296.4 | 0 | 0
17:00 | 15.1 | -87.6 | 6.3 | 56.4 | 291.7 | 297.4 | 295.9 | 0 | 0
18:00 | 6 | -75.9 | 24.9 | 35.1 | 290.9 | 297.3 | 295.6 | 0 | 0
19:00 | -2.4 | -64.1 | 0 | 6 | 289.9 | 297.3 | 294.7 | 0 | 0
20:00 | -10.1 | -51.6 | 0 | 0 | 289 | 297.1 | 294.5 | 0 | 0
21:00 | -16.6 | -38.1 | 0 | 0 | 288.1 | 297.2 | 294.1 | 0 | 0
22:00 | -21.3 | -23.5 | 0 | 0 | 287.3 | 296.8 | 293.8 | 0 | 0
23:00 | -23.7 | -7.9 | 0 | 0 | 286.6 | 297 | 293.3 | 0 | 0
September
| solar | solar | direct | diffuse | outdoor | indoor | window | heating | blinds
| altitude | azimuth | radiation | radiation | temp. | temp. | temp. | load | closed
| (degrees) | (degrees) | (W-h/m2) | (W-h/m2) | (K) | (K) | (K) | (W-h/m2) | (% time)
midnight | -35.1 | 9.1 | 0 | 0 | 284.9 | 295.2 | 291.8 | 41.8 | 0
1:00 | -32.3 | 26.9 | 0 | 0 | 284.8 | 295 | 291.7 | 41.8 | 0
2:00 | -27.1 | 43.1 | 0 | 0 | 284.5 | 294.9 | 291.5 | 41.3 | 0
3:00 | -20 | 57.5 | 0 | 0 | 284.3 | 294.8 | 291.3 | 40.7 | 0
4:00 | -11.8 | 70.6 | 0 | 0 | 284.1 | 294.7 | 291.2 | 41.4 | 0
5:00 | -3 | 82.8 | 0 | 0.3 | 284 | 294.6 | 291.1 | 43.5 | 0
6:00 | 6 | 94.7 | 0 | 19.9 | 284.3 | 294.6 | 291.4 | 41.6 | 0
7:00 | 15 | 107 | 0 | 44.4 | 284.7 | 294.7 | 291.9 | 36.8 | 0
8:00 | 23.3 | 120.2 | 0 | 67.9 | 285.4 | 297 | 293.4 | 0.4 | 0
9:00 | 30.6 | 135 | 0 | 89.9 | 286.1 | 296.8 | 294.2 | 0.6 | 0
10:00 | 36 | 151.7 | 0 | 104.9 | 286.8 | 296.8 | 294.7 | 0.3 | 0
11:00 | 39 | 170.3 | 0 | 105.9 | 287.6 | 296.9 | 294.9 | 0.2 | 0
noon | 39 | -170.3 | 0 | 104.9 | 288.3 | 297.1 | 295.1 | 0 | 0
13:00 | 36 | -151.7 | 0 | 101.4 | 288.9 | 297 | 295.2 | 0.2 | 0
14:00 | 30.6 | -135 | 0 | 92.6 | 289.4 | 297.1 | 295.3 | 0.2 | 0
15:00 | 23.3 | -120.2 | 0 | 73.2 | 289.5 | 297.1 | 295.3 | 0.1 | 0
16:00 | 15 | -107 | 0 | 44.6 | 289.3 | 296.9 | 295 | 0.1 | 0
17:00 | 6 | -94.7 | 0 | 23.9 | 288.6 | 297 | 294.3 | 0.2 | 0
18:00 | -3 | -82.8 | 0 | 2.4 | 287.8 | 297 | 293.8 | 0.2 | 0
19:00 | -11.8 | -70.6 | 0 | 0 | 287.1 | 296.9 | 293.8 | 0.6 | 0
20:00 | -20 | -57.5 | 0 | 0 | 286.5 | 296.8 | 293.3 | 0.5 | 0
21:00 | -27.1 | -43.1 | 0 | 0 | 285.9 | 296.6 | 293.2 | 0.8 | 0
22:00 | -32.3 | -26.9 | 0 | 0 | 285.3 | 296.9 | 293 | 0.5 | 0
23:00 | -35.1 | -9.1 | 0 | 0 | 285 | 296.6 | 292.9 | 0.9 | 0
October
| solar | solar | direct | diffuse | outdoor | indoor | window | heating | blinds
| altitude | azimuth | radiation | radiation | temp. | temp. | temp. | load | closed
| (degrees) | (degrees) | (W-h/m2) | (W-h/m2) | (K) | (K) | (K) | (W-h/m2) | (% time)
midnight | -47 | 10.8 | 0 | 0 | 282.1 | 294.3 | 290.3 | 57 | 0
1:00 | -43.7 | 31.4 | 0 | 0 | 282.1 | 294.3 | 290.3 | 55.9 | 0
2:00 | -37.8 | 49.3 | 0 | 0 | 282 | 294.2 | 290.2 | 57.4 | 0
3:00 | -30.1 | 64.6 | 0 | 0 | 281.8 | 294.2 | 290.1 | 58.3 | 0
4:00 | -21.5 | 78 | 0 | 0 | 281.8 | 294.2 | 290.1 | 59.7 | 0
5:00 | -12.4 | 90.2 | 0 | 0 | 281.7 | 294.1 | 290.1 | 64.5 | 0
6:00 | -3.4 | 102 | 0 | 0.8 | 281.8 | 294.1 | 290.1 | 65.2 | 0
7:00 | 5.2 | 114 | 0 | 16.8 | 282.2 | 294.1 | 290.4 | 64.1 | 0
8:00 | 13 | 126.6 | 0 | 37.6 | 282.6 | 296.4 | 291.6 | 0.6 | 0
9:00 | 19.7 | 140.4 | 0 | 61.3 | 283.3 | 295.6 | 292.9 | 1.2 | 0
10:00 | 24.5 | 155.5 | 0 | 70.4 | 283.9 | 296.2 | 292.7 | 0.6 | 0
11:00 | 27.1 | 171.7 | 0 | 81.3 | 284.6 | 296.1 | 293.3 | 0.8 | 0
noon | 27.1 | -171.7 | 0 | 79 | 285.1 | 296.2 | 293.3 | 0.8 | 0
13:00 | 24.5 | -155.5 | 0 | 65.6 | 285.4 | 295.9 | 293.2 | 0.6 | 0
14:00 | 19.7 | -140.4 | 0 | 49.7 | 285.5 | 296 | 293.1 | 0.8 | 0
15:00 | 13 | -126.6 | 0 | 33.4 | 285.3 | 296 | 292.9 | 0.6 | 0
16:00 | 5.2 | -114 | 0 | 14.6 | 284.7 | 296.3 | 292.4 | 0.5 | 0
17:00 | -3.4 | -102 | 0 | 0.4 | 284.1 | 295.7 | 292.3 | 1 | 0
18:00 | -12.4 | -90.2 | 0 | 0 | 283.5 | 296.4 | 291.7 | 0.7 | 0
19:00 | -21.5 | -78 | 0 | 0 | 283.1 | 296.1 | 291.9 | 0.9 | 0
20:00 | -30.1 | -64.6 | 0 | 0 | 282.8 | 296.1 | 291.6 | 0.8 | 0
21:00 | -37.8 | -49.3 | 0 | 0 | 282.5 | 296.1 | 291.8 | 0.9 | 0
22:00 | -43.7 | -31.4 | 0 | 0 | 282.4 | 296.2 | 291.7 | 0.7 | 0
23:00 | -47 | -10.8 | 0 | 0 | 282.2 | 296.1 | 291.5 | 0.9 | 0
November
| solar | solar | direct | diffuse | outdoor | indoor | window | heating | blinds
| altitude | azimuth | radiation | radiation | temp. | temp. | temp. | load | closed
| (degrees) | (degrees) | (W-h/m2) | (W-h/m2) | (K) | (K) | (K) | (W-h/m2) | (% time)
midnight | -56.2 | 12.8 | 0 | 0 | 278.9 | 294.1 | 289.1 | 102.1 | 0
1:00 | -52.4 | 36.3 | 0 | 0 | 278.8 | 294.1 | 289.1 | 103 | 0
2:00 | -45.8 | 55.6 | 0 | 0 | 278.6 | 294.1 | 289.1 | 109.1 | 0
3:00 | -37.7 | 71.1 | 0 | 0 | 278.5 | 294.1 | 289 | 105.5 | 0
4:00 | -28.8 | 84.3 | 0 | 0 | 278.4 | 294.1 | 289 | 101.4 | 0
5:00 | -19.7 | 96.2 | 0 | 0 | 278.4 | 294.1 | 289 | 104.9 | 0
6:00 | -10.7 | 107.7 | 0 | 0 | 278.3 | 294.1 | 289 | 105.2 | 0
7:00 | -2.4 | 119.2 | 0 | 1 | 278.2 | 294.1 | 288.9 | 105.8 | 0
8:00 | 5 | 131.2 | 0 | 16 | 278.4 | 296 | 289.5 | 1.5 | 0
9:00 | 11.1 | 144.1 | 0 | 30.1 | 278.8 | 295.5 | 291.1 | 2.3 | 0
10:00 | 15.5 | 157.9 | 0 | 45.9 | 279.2 | 296.1 | 290.6 | 1.6 | 0
11:00 | 17.8 | 172.5 | 0 | 57.8 | 279.7 | 295.9 | 291.3 | 2.3 | 0
noon | 17.8 | -172.5 | 0 | 55.3 | 280.1 | 296 | 291.3 | 1.3 | 0
13:00 | 15.5 | -157.9 | 0 | 47.3 | 280.3 | 295.7 | 291.5 | 2.2 | 0
14:00 | 11.1 | -144.1 | 0 | 30.2 | 280.4 | 296.1 | 291.1 | 1.5 | 0
15:00 | 5 | -131.2 | 0 | 12.9 | 280.2 | 295.7 | 290.9 | 2.1 | 0
16:00 | -2.4 | -119.2 | 0 | 0 | 280 | 296.4 | 290.5 | 1.5 | 0
17:00 | -10.7 | -107.7 | 0 | 0 | 279.7 | 295.7 | 290.8 | 2.1 | 0
18:00 | -19.7 | -96.2 | 0 | 0 | 279.6 | 296.1 | 290.5 | 1.8 | 0
19:00 | -28.8 | -84.3 | 0 | 0 | 279.4 | 295.9 | 290.7 | 1.8 | 0
20:00 | -37.7 | -71.1 | 0 | 0 | 279.4 | 296 | 290.4 | 2.3 | 0
21:00 | -45.8 | -55.6 | 0 | 0 | 279.2 | 295.8 | 290.5 | 1.8 | 0
22:00 | -52.4 | -36.3 | 0 | 0 | 279 | 296 | 290.3 | 2.1 | 0
23:00 | -56.2 | -12.8 | 0 | 0 | 278.8 | 296.3 | 290.2 | 1.7 | 0
December
| solar | solar | direct | diffuse | outdoor | indoor | window | heating | blinds
| altitude | azimuth | radiation | radiation | temp. | temp. | temp. | load | closed
| (degrees) | (degrees) | (W-h/m2) | (W-h/m2) | (K) | (K) | (K) | (W-h/m2) | (% time)
midnight | -60.2 | 13.9 | 0 | 0 | 276.9 | 294.1 | 288.5 | 107.2 | 0
1:00 | -56.1 | 39.1 | 0 | 0 | 276.8 | 294.1 | 288.5 | 110.9 | 0
2:00 | -49.2 | 58.9 | 0 | 0 | 276.8 | 294.1 | 288.5 | 111.2 | 0
3:00 | -40.9 | 74.4 | 0 | 0 | 276.8 | 294.1 | 288.5 | 111.2 | 0
4:00 | -31.9 | 87.4 | 0 | 0 | 276.9 | 294.1 | 288.5 | 108.6 | 0
5:00 | -22.8 | 99.1 | 0 | 0 | 277 | 294.1 | 288.5 | 111.6 | 0
6:00 | -14 | 110.2 | 0 | 0 | 276.9 | 294.1 | 288.5 | 108.8 | 0
7:00 | -5.8 | 121.5 | 0 | 0 | 276.9 | 294.1 | 288.5 | 106 | 0
8:00 | 1.4 | 133.2 | 0 | 1.8 | 277.1 | 295.8 | 288.9 | 1.8 | 0
9:00 | 7.3 | 145.7 | 0 | 14.9 | 277.3 | 296.2 | 290.3 | 2.2 | 0
10:00 | 11.6 | 158.9 | 0 | 28.6 | 277.7 | 295.9 | 289.9 | 3.4 | 0
11:00 | 13.8 | 172.9 | 0 | 36.8 | 277.9 | 295.8 | 290.7 | 2.3 | 0
noon | 13.8 | -172.9 | 0 | 37.9 | 278.2 | 296.1 | 290.2 | 2.6 | 0
13:00 | 11.6 | -158.9 | 0 | 29 | 278.4 | 295.7 | 290.5 | 2.3 | 0
14:00 | 7.3 | -145.7 | 0 | 18.1 | 278.3 | 296 | 290.3 | 2.2 | 0
15:00 | 1.4 | -133.2 | 0 | 4.7 | 278.2 | 295.8 | 290.2 | 2.3 | 0
16:00 | -5.8 | -121.5 | 0 | 0 | 277.8 | 295.9 | 290 | 2.5 | 0
17:00 | -14 | -110.2 | 0 | 0 | 277.7 | 296 | 289.9 | 2.2 | 0
18:00 | -22.8 | -99.1 | 0 | 0 | 277.5 | 295.8 | 289.7 | 2.8 | 0
19:00 | -31.9 | -87.4 | 0 | 0 | 277.5 | 295.8 | 289.9 | 2.3 | 0
20:00 | -40.9 | -74.4 | 0 | 0 | 277.3 | 296 | 290 | 2.2 | 0
21:00 | -49.2 | -58.9 | 0 | 0 | 277.1 | 295.6 | 289.8 | 2.5 | 0
22:00 | -56.1 | -39.1 | 0 | 0 | 277.1 | 296.1 | 289.8 | 2 | 0
23:00 | -60.2 | -13.9 | 0 | 0 | 277 | 295.8 | 290 | 2.8 | 0

## Sheet14
Scenario Two (yellow)
Tue Dec 03 2019 23:05:37 GMT+0000 (Greenwich Mean Time)
Setup Information:
Building
Location | UK - London
Building length, side A | N/A
Building length, side B | N/A
Simulation Type
Simulation Type | one_sided
Window Description
Typology | dgu_nb
Glazing Type | clear
Window Area | 14%
Wall Description
Insulation R-Value | 99999999.9 m2-K/W
Occupancy
Type | Low-rise Residential
Occupancy Load | 0.000 people per m2
Lighting Requirements | 400 lux
Equipment Load | 0.00 W/m2
Room Ventilation
Air Change Rate per Occupant | 15.0 liters / sec per person
Total Air Change Rate | 0.0 roomfuls per hour
Lighting Control
Lighting Control | lights do not respond to daylight: all lights fully on while building is occupied
Representative Room
Orientation | north
Room Depth | 27 m
Room Width | 5 m
Room Height | 2.2 m
Thermal Mass
Thermal Mass | none
Overhang
Overhang Depth | 0 m
Roof
Roof Type | adiabatic roof
Simulation Results:
Primary Energy Use and CO2 Emissions
| heating | cooling | lighting | total | CO2
| energy | energy | energy | energy | emissions
| (kWh/m2) | (kWh/m2) | (kWh/m2) | (kWh/m2) | (kg/m2)
January | 33.9 | 0 | 7.3 | 41.2 | 8.2
February | 28.2 | 0 | 6.6 | 34.8 | 7
March | 32.1 | 0 | 7.3 | 39.4 | 7.9
April | 25.7 | 0 | 7.1 | 32.8 | 6.6
May | 18.7 | 0 | 7.3 | 26 | 5.2
June | 9.3 | 0 | 7.1 | 16.4 | 3.3
July | 4.2 | 0 | 7.3 | 11.5 | 2.3
August | 4.1 | 0 | 7.3 | 11.4 | 2.3
September | 10 | 0 | 7.1 | 17.1 | 3.4
October | 15.3 | 0 | 7.3 | 22.6 | 4.5
November | 26 | 0 | 7.1 | 33.1 | 6.6
December | 28.3 | 0 | 7.3 | 35.6 | 7.1
Total | 235.8 | 0 | 86.1 | 321.9 | 64.4 | yearly energy
January
| solar | solar | direct | diffuse | outdoor | indoor | window | heating | blinds
| altitude | azimuth | radiation | radiation | temp. | temp. | temp. | load | closed
| (degrees) | (degrees) | (W-h/m2) | (W-h/m2) | (K) | (K) | (K) | (W-h/m2) | (% time)
midnight | -58.1 | 13.3 | 0 | 0 | 275.9 | 294.1 | 288.2 | 134.5 | 0
1:00 | -54.2 | 37.6 | 0 | 0 | 275.8 | 294.1 | 288.2 | 133.8 | 0
2:00 | -47.5 | 57.1 | 0 | 0 | 275.8 | 294.1 | 288.2 | 132.3 | 0
3:00 | -39.2 | 72.7 | 0 | 0 | 275.7 | 294.1 | 288.1 | 128.1 | 0
4:00 | -30.2 | 85.8 | 0 | 0 | 275.6 | 294.1 | 288.1 | 130.8 | 0
5:00 | -21.1 | 97.6 | 0 | 0 | 275.6 | 294.1 | 288.1 | 130.6 | 0
6:00 | -12.3 | 108.9 | 0 | 0 | 275.5 | 294.1 | 288.1 | 128.3 | 0
7:00 | -4 | 120.3 | 0 | 0 | 275.5 | 294.1 | 288.1 | 127.1 | 0
8:00 | 3.3 | 132.2 | 0 | 5.1 | 275.7 | 295.7 | 288.4 | 2.3 | 0
9:00 | 9.3 | 144.9 | 0 | 20.2 | 276.1 | 296.6 | 289.8 | 2.5 | 0
10:00 | 13.6 | 158.4 | 0 | 34.6 | 276.5 | 295.7 | 289.6 | 3.8 | 0
11:00 | 15.9 | 172.7 | 0 | 40.5 | 276.7 | 295.9 | 290.4 | 2.5 | 0
noon | 15.9 | -172.7 | 0 | 42.7 | 277.2 | 295.9 | 290.3 | 3.4 | 0
13:00 | 13.6 | -158.4 | 0 | 38.1 | 277.6 | 295.9 | 290.5 | 2.4 | 0
14:00 | 9.3 | -144.9 | 0 | 26.7 | 277.5 | 295.8 | 290.3 | 3.2 | 0
15:00 | 3.3 | -132.2 | 0 | 13.2 | 277.3 | 295.7 | 290.1 | 2.9 | 0
16:00 | -4 | -120.3 | 0 | 0.6 | 277 | 295.8 | 289.7 | 3.2 | 0
17:00 | -12.3 | -108.9 | 0 | 0 | 276.8 | 295.7 | 289.5 | 3.2 | 0
18:00 | -21.1 | -97.6 | 0 | 0 | 276.5 | 296 | 289.6 | 3.5 | 0
19:00 | -30.2 | -85.8 | 0 | 0 | 276.3 | 295.8 | 289.4 | 3.5 | 0
20:00 | -39.2 | -72.7 | 0 | 0 | 276.1 | 296 | 289.5 | 3.3 | 0
21:00 | -47.5 | -57.1 | 0 | 0 | 276.1 | 295.7 | 289.6 | 3.2 | 0
22:00 | -54.2 | -37.6 | 0 | 0 | 276 | 295.8 | 289.3 | 3.5 | 0
23:00 | -58.1 | -13.3 | 0 | 0 | 275.9 | 295.8 | 289.5 | 3.5 | 0
February
| solar | solar | direct | diffuse | outdoor | indoor | window | heating | blinds
| altitude | azimuth | radiation | radiation | temp. | temp. | temp. | load | closed
| (degrees) | (degrees) | (W-h/m2) | (W-h/m2) | (K) | (K) | (K) | (W-h/m2) | (% time)
midnight | -50.4 | 11.4 | 0 | 0 | 275.4 | 294.1 | 288 | 114.7 | 0
1:00 | -46.9 | 33 | 0 | 0 | 275.3 | 294.1 | 288 | 109.2 | 0
2:00 | -40.8 | 51.4 | 0 | 0 | 275.2 | 294.1 | 288 | 113.4 | 0
3:00 | -32.9 | 66.9 | 0 | 0 | 275.2 | 294.1 | 288 | 120 | 0
4:00 | -24.2 | 80.2 | 0 | 0 | 275.2 | 294.1 | 288 | 122 | 0
5:00 | -15.1 | 92.3 | 0 | 0 | 275.1 | 294.1 | 287.9 | 126.6 | 0
6:00 | -6.1 | 104 | 0 | 0 | 275.1 | 294.1 | 287.9 | 126.4 | 0
7:00 | 2.4 | 115.9 | 0 | 2.3 | 275.1 | 294.1 | 288 | 130.1 | 0
8:00 | 10.1 | 128.3 | 0 | 20.6 | 275.5 | 295.9 | 288.6 | 2.3 | 0
9:00 | 16.5 | 141.8 | 0 | 40.4 | 276.1 | 295.8 | 290.3 | 3.1 | 0
10:00 | 21.2 | 156.4 | 0 | 55.1 | 276.7 | 296.2 | 289.8 | 3 | 0
11:00 | 23.7 | 172 | 0 | 60.6 | 277.3 | 295.7 | 290.7 | 3.2 | 0
noon | 23.7 | -172 | 0 | 65.1 | 277.9 | 295.8 | 290.8 | 2.6 | 0
13:00 | 21.2 | -156.4 | 0 | 57 | 278.4 | 295.8 | 290.9 | 2.4 | 0
14:00 | 16.5 | -141.8 | 0 | 53.5 | 278.5 | 295.9 | 290.8 | 2.7 | 0
15:00 | 10.1 | -128.3 | 0 | 36 | 278.3 | 295.6 | 290.7 | 2.8 | 0
16:00 | 2.4 | -115.9 | 0 | 14.5 | 277.7 | 295.5 | 289.9 | 2.8 | 0
17:00 | -6.1 | -104 | 0 | 0.3 | 277.1 | 296 | 289.6 | 2.7 | 0
18:00 | -15.1 | -92.3 | 0 | 0 | 276.7 | 295.5 | 289.9 | 2.7 | 0
19:00 | -24.2 | -80.2 | 0 | 0 | 276.3 | 296.1 | 289.4 | 2.8 | 0
20:00 | -32.9 | -66.9 | 0 | 0 | 276 | 296 | 289.6 | 3.3 | 0
21:00 | -40.8 | -51.4 | 0 | 0 | 275.7 | 296 | 289.1 | 3.2 | 0
22:00 | -46.9 | -33 | 0 | 0 | 275.5 | 295.8 | 289.5 | 3 | 0
23:00 | -50.4 | -11.4 | 0 | 0 | 275.4 | 295.7 | 289.3 | 2.6 | 0
March
| solar | solar | direct | diffuse | outdoor | indoor | window | heating | blinds
| altitude | azimuth | radiation | radiation | temp. | temp. | temp. | load | closed
| (degrees) | (degrees) | (W-h/m2) | (W-h/m2) | (K) | (K) | (K) | (W-h/m2) | (% time)
midnight | -39 | 9.6 | 0 | 0 | 276.9 | 294.1 | 288.5 | 126.8 | 0
1:00 | -36 | 28.2 | 0 | 0 | 276.8 | 294.1 | 288.5 | 130.6 | 0
2:00 | -30.6 | 45 | 0 | 0 | 276.7 | 294.1 | 288.4 | 134.8 | 0
3:00 | -23.4 | 59.7 | 0 | 0 | 276.5 | 294.1 | 288.4 | 127.3 | 0
4:00 | -15 | 72.9 | 0 | 0 | 276.3 | 294.1 | 288.3 | 128.5 | 0
5:00 | -6.1 | 85.2 | 0 | 0 | 276.4 | 294.1 | 288.3 | 123.3 | 0
6:00 | 2.9 | 97.1 | 0 | 4.1 | 276.6 | 294.1 | 288.4 | 115.8 | 0
7:00 | 11.8 | 109.3 | 0 | 24.9 | 276.9 | 294.1 | 288.8 | 112.6 | 0
8:00 | 20 | 122.4 | 0 | 48.1 | 277.4 | 296.2 | 289.6 | 1.8 | 0
9:00 | 27 | 136.9 | 0 | 66.7 | 278 | 295.2 | 291.2 | 2.4 | 0
10:00 | 32.2 | 153.1 | 0 | 85.8 | 278.8 | 295.9 | 291.3 | 2 | 0
11:00 | 35.1 | 170.8 | 0 | 100 | 279.8 | 295.7 | 291.7 | 1.9 | 0
noon | 35.1 | -170.8 | 0 | 101.7 | 280.5 | 295.6 | 292.1 | 1.9 | 0
13:00 | 32.2 | -153.1 | 0 | 93 | 281.2 | 296.2 | 292.2 | 1.3 | 0
14:00 | 27 | -136.9 | 0 | 79.8 | 281.5 | 295.7 | 292.1 | 1.8 | 0
15:00 | 20 | -122.4 | 0 | 58.9 | 281.4 | 295.9 | 291.7 | 1.7 | 0
16:00 | 11.8 | -109.3 | 0 | 34.5 | 280.9 | 295.7 | 291.4 | 2.1 | 0
17:00 | 2.9 | -97.1 | 0 | 15.4 | 280.1 | 295.7 | 290.8 | 2.4 | 0
18:00 | -6.1 | -85.2 | 0 | 0 | 279.4 | 295.9 | 290.4 | 2.2 | 0
19:00 | -15 | -72.9 | 0 | 0 | 278.7 | 295.6 | 290.4 | 2.5 | 0
20:00 | -23.4 | -59.7 | 0 | 0 | 278.2 | 295.9 | 289.9 | 2.9 | 0
21:00 | -30.6 | -45 | 0 | 0 | 277.8 | 295.7 | 290.2 | 3.4 | 0
22:00 | -36 | -28.2 | 0 | 0 | 277.3 | 295.8 | 289.6 | 3.6 | 0
23:00 | -39 | -9.6 | 0 | 0 | 277.1 | 295.8 | 289.7 | 3.5 | 0
April
| solar | solar | direct | diffuse | outdoor | indoor | window | heating | blinds
| altitude | azimuth | radiation | radiation | temp. | temp. | temp. | load | closed
| (degrees) | (degrees) | (W-h/m2) | (W-h/m2) | (K) | (K) | (K) | (W-h/m2) | (% time)
midnight | -27.1 | 8.3 | 0 | 0 | 278.5 | 294.1 | 289 | 103.8 | 0
1:00 | -24.5 | 24.4 | 0 | 0 | 278.2 | 294.1 | 288.9 | 102.1 | 0
2:00 | -19.7 | 39.5 | 0 | 0 | 278 | 294.1 | 288.9 | 103.8 | 0
3:00 | -13.1 | 53.3 | 0 | 0 | 277.7 | 294.1 | 288.8 | 105.8 | 0
4:00 | -5.2 | 66 | 0 | 0 | 277.4 | 294.1 | 288.7 | 104.7 | 0
5:00 | 3.4 | 78 | 3 | 8 | 277.6 | 294.1 | 288.8 | 103.7 | 0
6:00 | 12.4 | 89.8 | 0.4 | 33.9 | 278.1 | 294.1 | 289.2 | 107 | 0
7:00 | 21.5 | 102 | 0 | 60.7 | 278.8 | 294.1 | 289.8 | 103.7 | 0
8:00 | 30.1 | 115.3 | 0 | 79.7 | 279.5 | 296.6 | 290.8 | 1.4 | 0
9:00 | 37.7 | 130.6 | 0 | 102.3 | 280.6 | 295.8 | 291.7 | 2.6 | 0
10:00 | 43.7 | 148.5 | 0 | 121.4 | 281.5 | 295.8 | 292.6 | 1.7 | 0
11:00 | 47 | 169.1 | 0 | 133.9 | 282.5 | 295.6 | 293.1 | 1.4 | 0
noon | 47 | -169.1 | 0 | 135.6 | 283.5 | 295.7 | 293.5 | 1.1 | 0
13:00 | 43.7 | -148.5 | 0 | 127.4 | 284.2 | 296 | 293.5 | 0.9 | 0
14:00 | 37.7 | -130.6 | 0 | 116.3 | 284.7 | 296.1 | 293.4 | 0.9 | 0
15:00 | 30.1 | -115.3 | 0 | 86.8 | 285 | 295.9 | 293.3 | 0.8 | 0
16:00 | 21.5 | -102 | 0 | 66.8 | 284.7 | 295.8 | 293.2 | 0.9 | 0
17:00 | 12.4 | -89.8 | 0.5 | 41.3 | 283.9 | 296.1 | 292.4 | 0.9 | 0
18:00 | 3.4 | -78 | 12.3 | 16.4 | 283 | 295.6 | 292.2 | 1.5 | 0
19:00 | -5.2 | -66 | 0 | 0 | 282 | 296 | 291.3 | 1 | 0
20:00 | -13.1 | -53.3 | 0 | 0 | 281 | 295.7 | 291.1 | 2 | 0
21:00 | -19.7 | -39.5 | 0 | 0 | 280 | 296 | 290.6 | 1.5 | 0
22:00 | -24.5 | -24.4 | 0 | 0 | 279.3 | 295.8 | 290.6 | 2.6 | 0
23:00 | -27.1 | -8.3 | 0 | 0 | 278.6 | 296.1 | 290.1 | 2.1 | 0
May
| solar | solar | direct | diffuse | outdoor | indoor | window | heating | blinds
| altitude | azimuth | radiation | radiation | temp. | temp. | temp. | load | closed
| (degrees) | (degrees) | (W-h/m2) | (W-h/m2) | (K) | (K) | (K) | (W-h/m2) | (% time)
midnight | -17.9 | 7.4 | 0 | 0 | 281 | 294.1 | 289.8 | 74.4 | 0
1:00 | -15.5 | 22 | 0 | 0 | 280.8 | 294.1 | 289.7 | 75.1 | 0
2:00 | -11.1 | 35.8 | 0 | 0 | 280.5 | 294.1 | 289.7 | 75.5 | 0
3:00 | -5 | 48.7 | 0 | 0 | 280.2 | 294.1 | 289.5 | 74.1 | 0
4:00 | 2.4 | 60.8 | 12.8 | 10.9 | 280.2 | 294.1 | 289.8 | 76.3 | 0
5:00 | 10.7 | 72.3 | 41.5 | 40.6 | 280.5 | 294.1 | 290.5 | 75.8 | 0
6:00 | 19.6 | 83.7 | 18 | 62.9 | 280.9 | 294.1 | 290.6 | 76 | 0
7:00 | 28.7 | 95.6 | 0 | 84.8 | 281.8 | 294.1 | 291 | 67.5 | 0
8:00 | 37.6 | 108.8 | 0 | 101.3 | 282.7 | 296.9 | 292.3 | 0.5 | 0
9:00 | 45.8 | 124.4 | 0 | 131.7 | 283.7 | 296.2 | 293.2 | 0.9 | 0
10:00 | 52.4 | 143.6 | 0 | 145.9 | 284.8 | 295.9 | 293.8 | 0.7 | 0
11:00 | 56.2 | 167.2 | 0 | 152.2 | 285.8 | 296.1 | 294.3 | 0.4 | 0
noon | 56.2 | -167.2 | 0 | 145.7 | 286.8 | 295.8 | 294.6 | 0.3 | 0
13:00 | 52.4 | -143.6 | 0 | 137.1 | 287.6 | 296.3 | 294.8 | 0.3 | 0
14:00 | 45.8 | -124.4 | 0 | 134.2 | 288 | 296.2 | 294.8 | 0.3 | 0
15:00 | 37.6 | -108.8 | 0 | 116.3 | 288 | 296.3 | 294.7 | 0.3 | 0
16:00 | 28.7 | -95.6 | 0 | 97.6 | 287.9 | 296 | 294.5 | 0.4 | 0
17:00 | 19.6 | -83.7 | 19 | 74.3 | 287.3 | 296.4 | 293.9 | 0.2 | 0
18:00 | 10.7 | -72.3 | 47.9 | 48.7 | 286.3 | 296 | 293.7 | 0.3 | 0
19:00 | 2.4 | -60.8 | 25.2 | 18.1 | 285.1 | 296.1 | 292.9 | 0.4 | 0
20:00 | -5 | -48.7 | 0 | 0 | 284 | 295.8 | 292.1 | 0.5 | 0
21:00 | -11.1 | -35.8 | 0 | 0 | 283.1 | 296 | 291.8 | 0.6 | 0
22:00 | -15.5 | -22 | 0 | 0 | 282.3 | 295.8 | 291.7 | 0.8 | 0
23:00 | -17.9 | -7.4 | 0 | 0 | 281.5 | 295.9 | 291.2 | 1.1 | 0
June
| solar | solar | direct | diffuse | outdoor | indoor | window | heating | blinds
| altitude | azimuth | radiation | radiation | temp. | temp. | temp. | load | closed
| (degrees) | (degrees) | (W-h/m2) | (W-h/m2) | (K) | (K) | (K) | (W-h/m2) | (% time)
midnight | -13.8 | 7 | 0 | 0 | 284.5 | 294.2 | 291 | 41.7 | 0
1:00 | -11.6 | 21 | 0 | 0 | 284.2 | 294.1 | 290.9 | 40.8 | 0
2:00 | -7.3 | 34.3 | 0 | 0 | 283.9 | 294.1 | 290.8 | 37.4 | 0
3:00 | -1.4 | 46.7 | 0 | 0 | 283.6 | 294.1 | 290.6 | 36.4 | 0
4:00 | 5.8 | 58.4 | 47 | 27.4 | 283.7 | 294.2 | 291.6 | 37.9 | 0
5:00 | 14 | 69.7 | 54.6 | 52.4 | 284.2 | 294.3 | 292.1 | 37.8 | 0
6:00 | 22.8 | 80.8 | 26.7 | 76.8 | 284.6 | 294.3 | 292.1 | 39 | 0
7:00 | 31.9 | 92.5 | 0 | 90.6 | 285.2 | 294.4 | 292.3 | 37.5 | 0
8:00 | 40.9 | 105.5 | 0 | 104.6 | 286.2 | 296.7 | 293.8 | 0.2 | 0
9:00 | 49.2 | 121 | 0 | 130.5 | 287.2 | 296.2 | 294.7 | 0.3 | 0
10:00 | 56.1 | 140.8 | 0 | 140.9 | 288.1 | 296.3 | 295.1 | 0.1 | 0
11:00 | 60.2 | 166 | 0 | 149.1 | 289.1 | 296.7 | 295.5 | 0.2 | 0
noon | 60.2 | -166 | 0 | 150.4 | 290 | 296.9 | 296.1 | 0.1 | 0
13:00 | 56.1 | -140.8 | 0 | 149.6 | 290.6 | 296.9 | 296.5 | 0 | 0
14:00 | 49.2 | -121 | 0 | 133.5 | 291 | 297 | 296.4 | 0 | 0
15:00 | 40.9 | -105.5 | 0 | 111.8 | 291.1 | 297 | 296.2 | 0 | 0
16:00 | 31.9 | -92.5 | 0 | 113.1 | 290.9 | 296.9 | 296 | 0 | 0
17:00 | 22.8 | -80.8 | 25.1 | 93.4 | 290.2 | 296.4 | 295.6 | 0.2 | 0
18:00 | 14 | -69.7 | 50.8 | 67.2 | 289.3 | 296.2 | 295.2 | 0.2 | 0
19:00 | 5.8 | -58.4 | 47.8 | 41 | 288.3 | 296.3 | 294.5 | 0.2 | 0
20:00 | -1.4 | -46.7 | 0 | 0 | 287.4 | 296.2 | 293.5 | 0.3 | 0
21:00 | -7.3 | -34.3 | 0 | 0 | 286.4 | 296.1 | 293.1 | 0.3 | 0
22:00 | -11.6 | -21 | 0 | 0 | 285.7 | 295.8 | 292.9 | 0.4 | 0
23:00 | -13.8 | -7 | 0 | 0 | 284.8 | 296.1 | 292.4 | 0.4 | 0
July
| solar | solar | direct | diffuse | outdoor | indoor | window | heating | blinds
| altitude | azimuth | radiation | radiation | temp. | temp. | temp. | load | closed
| (degrees) | (degrees) | (W-h/m2) | (W-h/m2) | (K) | (K) | (K) | (W-h/m2) | (% time)
midnight | -15.9 | 7.2 | 0 | 0 | 286.4 | 295.5 | 292.5 | 15.3 | 0
1:00 | -13.7 | 21.5 | 0 | 0 | 286.1 | 295.2 | 292.2 | 18.6 | 0
2:00 | -9.3 | 35.1 | 0 | 0 | 285.6 | 295 | 291.9 | 18.8 | 0
3:00 | -3.3 | 47.8 | 0 | 0 | 285.3 | 294.9 | 291.7 | 17.3 | 0
4:00 | 4 | 59.7 | 7.4 | 13.9 | 285.5 | 294.8 | 292 | 17.8 | 0
5:00 | 12.3 | 71 | 22.1 | 43.4 | 285.8 | 294.9 | 292.6 | 16.3 | 0
6:00 | 21.1 | 82.3 | 12.9 | 72.5 | 286.4 | 295.1 | 293.1 | 16.7 | 0
7:00 | 30.2 | 94.1 | 0 | 90.2 | 286.8 | 295.4 | 293.5 | 14.7 | 0
8:00 | 39.2 | 107.3 | 0 | 107.5 | 287.6 | 297.1 | 294.9 | 0 | 0
9:00 | 47.4 | 122.8 | 0 | 130 | 288.7 | 297.2 | 295.4 | 0 | 0
10:00 | 54.2 | 142.4 | 0 | 152.9 | 289.7 | 297.1 | 296.3 | 0 | 0
11:00 | 58.1 | 166.6 | 0 | 166.1 | 290.7 | 297.5 | 296.9 | 0 | 0
noon | 58.1 | -166.6 | 0 | 174.3 | 291.7 | 297.6 | 297.5 | 0 | 0
13:00 | 54.2 | -142.4 | 0 | 161.4 | 292.5 | 297.7 | 297.5 | 0 | 0
14:00 | 47.4 | -122.8 | 0 | 145.3 | 292.9 | 297.4 | 297.4 | 0 | 0
15:00 | 39.2 | -107.3 | 0 | 120.5 | 293 | 297.4 | 297.2 | 0 | 0
16:00 | 30.2 | -94.1 | 0 | 114.7 | 292.8 | 297.4 | 297 | 0 | 0
17:00 | 21.1 | -82.3 | 18.9 | 91.1 | 292.4 | 297.4 | 296.7 | 0 | 0
18:00 | 12.3 | -71 | 59.5 | 68.5 | 291.5 | 297.4 | 296.6 | 0 | 0
19:00 | 4 | -59.7 | 57.7 | 35.1 | 290.4 | 297.4 | 295.9 | 0 | 0
20:00 | -3.3 | -47.8 | 0 | 0 | 289.3 | 297 | 294.6 | 0 | 0
21:00 | -9.3 | -35.1 | 0 | 0 | 288.4 | 296.9 | 294.2 | 0 | 0
22:00 | -13.7 | -21.5 | 0 | 0 | 287.5 | 297.1 | 293.9 | 0.1 | 0
23:00 | -15.9 | -7.2 | 0 | 0 | 286.8 | 296.8 | 293.8 | 0 | 0
August
| solar | solar | direct | diffuse | outdoor | indoor | window | heating | blinds
| altitude | azimuth | radiation | radiation | temp. | temp. | temp. | load | closed
| (degrees) | (degrees) | (W-h/m2) | (W-h/m2) | (K) | (K) | (K) | (W-h/m2) | (% time)
midnight | -23.7 | 7.9 | 0 | 0 | 286.4 | 295.1 | 292.2 | 13.2 | 0
1:00 | -21.3 | 23.5 | 0 | 0 | 286 | 294.9 | 292 | 14.4 | 0
2:00 | -16.6 | 38.1 | 0 | 0 | 285.9 | 294.8 | 291.9 | 16.1 | 0
3:00 | -10.1 | 51.6 | 0 | 0 | 285.4 | 294.6 | 291.6 | 17.2 | 0
4:00 | -2.4 | 64.1 | 0 | 0 | 285.1 | 294.5 | 291.5 | 19.4 | 0
5:00 | 6 | 75.9 | 12.7 | 19 | 285.3 | 294.6 | 291.8 | 18.6 | 0
6:00 | 15.1 | 87.6 | 5.8 | 45.6 | 285.9 | 294.7 | 292.2 | 17.6 | 0
7:00 | 24.2 | 99.7 | 0 | 76 | 286.5 | 295 | 292.9 | 17.7 | 0
8:00 | 32.9 | 113.1 | 0 | 96.4 | 287.3 | 297 | 294.5 | 0 | 0
9:00 | 40.7 | 128.5 | 0 | 119 | 288.2 | 296.9 | 295.3 | 0 | 0
10:00 | 46.9 | 146.9 | 0 | 144.3 | 289.3 | 296.9 | 295.9 | 0 | 0
11:00 | 50.3 | 168.5 | 0 | 156.9 | 290.4 | 297.1 | 296.4 | 0 | 0
noon | 50.3 | -168.5 | 0 | 169.1 | 291.3 | 297.2 | 296.9 | 0 | 0
13:00 | 46.9 | -146.9 | 0 | 150.2 | 292 | 297.4 | 297.1 | 0 | 0
14:00 | 40.7 | -128.5 | 0 | 130.8 | 292.5 | 297.3 | 297.1 | 0 | 0
15:00 | 32.9 | -113.1 | 0 | 103.7 | 292.6 | 297.4 | 296.9 | 0 | 0
16:00 | 24.2 | -99.7 | 0 | 76.7 | 292.2 | 297.3 | 296.6 | 0 | 0
17:00 | 15.1 | -87.6 | 6.3 | 56.4 | 291.7 | 297.4 | 296 | 0 | 0
18:00 | 6 | -75.9 | 24.9 | 35.1 | 290.9 | 297.2 | 295.6 | 0 | 0
19:00 | -2.4 | -64.1 | 0 | 6 | 289.9 | 297.3 | 294.7 | 0 | 0
20:00 | -10.1 | -51.6 | 0 | 0 | 289 | 297.1 | 294.5 | 0 | 0
21:00 | -16.6 | -38.1 | 0 | 0 | 288.1 | 297.2 | 294.2 | 0 | 0
22:00 | -21.3 | -23.5 | 0 | 0 | 287.3 | 296.9 | 293.6 | 0 | 0
23:00 | -23.7 | -7.9 | 0 | 0 | 286.6 | 296.8 | 293.3 | 0.1 | 0
September
| solar | solar | direct | diffuse | outdoor | indoor | window | heating | blinds
| altitude | azimuth | radiation | radiation | temp. | temp. | temp. | load | closed
| (degrees) | (degrees) | (W-h/m2) | (W-h/m2) | (K) | (K) | (K) | (W-h/m2) | (% time)
midnight | -35.1 | 9.1 | 0 | 0 | 284.9 | 295.2 | 291.9 | 41.9 | 0
1:00 | -32.3 | 26.9 | 0 | 0 | 284.8 | 295 | 291.7 | 41.8 | 0
2:00 | -27.1 | 43.1 | 0 | 0 | 284.5 | 294.9 | 291.5 | 41.3 | 0
3:00 | -20 | 57.5 | 0 | 0 | 284.3 | 294.7 | 291.3 | 40.7 | 0
4:00 | -11.8 | 70.6 | 0 | 0 | 284.1 | 294.6 | 291.2 | 41.4 | 0
5:00 | -3 | 82.8 | 0 | 0.3 | 284 | 294.6 | 291.1 | 43.5 | 0
6:00 | 6 | 94.7 | 0 | 19.9 | 284.3 | 294.6 | 291.4 | 41.6 | 0
7:00 | 15 | 107 | 0 | 44.4 | 284.7 | 294.7 | 291.8 | 36.8 | 0
8:00 | 23.3 | 120.2 | 0 | 67.9 | 285.4 | 297.1 | 293.4 | 0.4 | 0
9:00 | 30.6 | 135 | 0 | 89.9 | 286.1 | 296.7 | 294.2 | 0.6 | 0
10:00 | 36 | 151.7 | 0 | 104.9 | 286.8 | 296.8 | 294.7 | 0.3 | 0
11:00 | 39 | 170.3 | 0 | 105.9 | 287.6 | 296.7 | 294.9 | 0.2 | 0
noon | 39 | -170.3 | 0 | 104.9 | 288.3 | 296.8 | 295.2 | 0.1 | 0
13:00 | 36 | -151.7 | 0 | 101.4 | 288.9 | 296.9 | 295.3 | 0.1 | 0
14:00 | 30.6 | -135 | 0 | 92.6 | 289.4 | 297.3 | 295.3 | 0.2 | 0
15:00 | 23.3 | -120.2 | 0 | 73.2 | 289.5 | 297.1 | 295.2 | 0.1 | 0
16:00 | 15 | -107 | 0 | 44.6 | 289.3 | 297 | 295 | 0.1 | 0
17:00 | 6 | -94.7 | 0 | 23.9 | 288.6 | 297.1 | 294.3 | 0.1 | 0
18:00 | -3 | -82.8 | 0 | 2.4 | 287.8 | 296.8 | 293.9 | 0.2 | 0
19:00 | -11.8 | -70.6 | 0 | 0 | 287.1 | 296.8 | 293.5 | 0.5 | 0
20:00 | -20 | -57.5 | 0 | 0 | 286.5 | 296.6 | 293.6 | 0.6 | 0
21:00 | -27.1 | -43.1 | 0 | 0 | 285.9 | 296.6 | 293.1 | 0.6 | 0
22:00 | -32.3 | -26.9 | 0 | 0 | 285.3 | 296.8 | 293 | 0.5 | 0
23:00 | -35.1 | -9.1 | 0 | 0 | 285 | 296.5 | 292.7 | 0.9 | 0
October
| solar | solar | direct | diffuse | outdoor | indoor | window | heating | blinds
| altitude | azimuth | radiation | radiation | temp. | temp. | temp. | load | closed
| (degrees) | (degrees) | (W-h/m2) | (W-h/m2) | (K) | (K) | (K) | (W-h/m2) | (% time)
midnight | -47 | 10.8 | 0 | 0 | 282.1 | 294.3 | 290.3 | 57 | 0
1:00 | -43.7 | 31.4 | 0 | 0 | 282.1 | 294.3 | 290.3 | 56 | 0
2:00 | -37.8 | 49.3 | 0 | 0 | 282 | 294.2 | 290.2 | 57.4 | 0
3:00 | -30.1 | 64.6 | 0 | 0 | 281.8 | 294.2 | 290.1 | 58.3 | 0
4:00 | -21.5 | 78 | 0 | 0 | 281.8 | 294.1 | 290.1 | 59.8 | 0
5:00 | -12.4 | 90.2 | 0 | 0 | 281.7 | 294.1 | 290 | 64.5 | 0
6:00 | -3.4 | 102 | 0 | 0.8 | 281.8 | 294.1 | 290.1 | 65.2 | 0
7:00 | 5.2 | 114 | 0 | 16.8 | 282.2 | 294.1 | 290.4 | 64.1 | 0
8:00 | 13 | 126.6 | 0 | 37.6 | 282.6 | 296.3 | 291.6 | 0.6 | 0
9:00 | 19.7 | 140.4 | 0 | 61.3 | 283.3 | 295.7 | 292.9 | 1.2 | 0
10:00 | 24.5 | 155.5 | 0 | 70.4 | 283.9 | 296.2 | 292.8 | 0.7 | 0
11:00 | 27.1 | 171.7 | 0 | 81.3 | 284.6 | 296 | 293.3 | 0.8 | 0
noon | 27.1 | -171.7 | 0 | 79 | 285.1 | 296.2 | 293.3 | 0.8 | 0
13:00 | 24.5 | -155.5 | 0 | 65.6 | 285.4 | 296 | 293.2 | 0.6 | 0
14:00 | 19.7 | -140.4 | 0 | 49.7 | 285.5 | 296.1 | 293 | 0.8 | 0
15:00 | 13 | -126.6 | 0 | 33.4 | 285.3 | 296 | 293 | 0.6 | 0
16:00 | 5.2 | -114 | 0 | 14.6 | 284.7 | 296.4 | 292.4 | 0.5 | 0
17:00 | -3.4 | -102 | 0 | 0.4 | 284.1 | 295.7 | 292.4 | 1 | 0
18:00 | -12.4 | -90.2 | 0 | 0 | 283.5 | 296.3 | 291.7 | 0.9 | 0
19:00 | -21.5 | -78 | 0 | 0 | 283.1 | 295.8 | 292.1 | 0.9 | 0
20:00 | -30.1 | -64.6 | 0 | 0 | 282.8 | 296.2 | 291.6 | 0.7 | 0
21:00 | -37.8 | -49.3 | 0 | 0 | 282.5 | 295.9 | 291.7 | 0.9 | 0
22:00 | -43.7 | -31.4 | 0 | 0 | 282.4 | 296.1 | 291.5 | 0.8 | 0
23:00 | -47 | -10.8 | 0 | 0 | 282.2 | 295.9 | 291.7 | 0.7 | 0
November
| solar | solar | direct | diffuse | outdoor | indoor | window | heating | blinds
| altitude | azimuth | radiation | radiation | temp. | temp. | temp. | load | closed
| (degrees) | (degrees) | (W-h/m2) | (W-h/m2) | (K) | (K) | (K) | (W-h/m2) | (% time)
midnight | -56.2 | 12.8 | 0 | 0 | 278.9 | 294.1 | 289.1 | 102.2 | 0
1:00 | -52.4 | 36.3 | 0 | 0 | 278.8 | 294.1 | 289.1 | 103 | 0
2:00 | -45.8 | 55.6 | 0 | 0 | 278.6 | 294.1 | 289.1 | 109.2 | 0
3:00 | -37.7 | 71.1 | 0 | 0 | 278.5 | 294.1 | 289 | 105.5 | 0
4:00 | -28.8 | 84.3 | 0 | 0 | 278.4 | 294.1 | 289 | 101.4 | 0
5:00 | -19.7 | 96.2 | 0 | 0 | 278.4 | 294.1 | 289 | 104.9 | 0
6:00 | -10.7 | 107.7 | 0 | 0 | 278.3 | 294.1 | 289 | 105.3 | 0
7:00 | -2.4 | 119.2 | 0 | 1 | 278.2 | 294.1 | 288.9 | 105.9 | 0
8:00 | 5 | 131.2 | 0 | 16 | 278.4 | 295.9 | 289.5 | 1.6 | 0
9:00 | 11.1 | 144.1 | 0 | 30.1 | 278.8 | 295.9 | 291.1 | 2.1 | 0
10:00 | 15.5 | 157.9 | 0 | 45.9 | 279.2 | 295.9 | 290.7 | 2.1 | 0
11:00 | 17.8 | 172.5 | 0 | 57.8 | 279.7 | 296 | 291.4 | 2.2 | 0
noon | 17.8 | -172.5 | 0 | 55.3 | 280.1 | 295.8 | 291.2 | 1.4 | 0
13:00 | 15.5 | -157.9 | 0 | 47.3 | 280.3 | 295.4 | 291.5 | 2.2 | 0
14:00 | 11.1 | -144.1 | 0 | 30.2 | 280.4 | 296.1 | 291 | 1.3 | 0
15:00 | 5 | -131.2 | 0 | 12.9 | 280.2 | 295.6 | 291.2 | 2 | 0
16:00 | -2.4 | -119.2 | 0 | 0 | 280 | 296.1 | 290.4 | 1.7 | 0
17:00 | -10.7 | -107.7 | 0 | 0 | 279.7 | 295.8 | 290.8 | 1.9 | 0
18:00 | -19.7 | -96.2 | 0 | 0 | 279.6 | 295.8 | 290.5 | 2.1 | 0
19:00 | -28.8 | -84.3 | 0 | 0 | 279.4 | 295.8 | 290.7 | 1.6 | 0
20:00 | -37.7 | -71.1 | 0 | 0 | 279.4 | 296 | 290.3 | 2.3 | 0
21:00 | -45.8 | -55.6 | 0 | 0 | 279.2 | 295.9 | 290.5 | 2 | 0
22:00 | -52.4 | -36.3 | 0 | 0 | 279 | 296.1 | 290.3 | 1.6 | 0
23:00 | -56.2 | -12.8 | 0 | 0 | 278.8 | 296.1 | 290.4 | 2.2 | 0
December
| solar | solar | direct | diffuse | outdoor | indoor | window | heating | blinds
| altitude | azimuth | radiation | radiation | temp. | temp. | temp. | load | closed
| (degrees) | (degrees) | (W-h/m2) | (W-h/m2) | (K) | (K) | (K) | (W-h/m2) | (% time)
midnight | -60.2 | 13.9 | 0 | 0 | 276.9 | 294.1 | 288.5 | 107.2 | 0
1:00 | -56.1 | 39.1 | 0 | 0 | 276.8 | 294.1 | 288.5 | 110.9 | 0
2:00 | -49.2 | 58.9 | 0 | 0 | 276.8 | 294.1 | 288.5 | 111.3 | 0
3:00 | -40.9 | 74.4 | 0 | 0 | 276.8 | 294.1 | 288.5 | 111.3 | 0
4:00 | -31.9 | 87.4 | 0 | 0 | 276.9 | 294.1 | 288.5 | 108.6 | 0
5:00 | -22.8 | 99.1 | 0 | 0 | 277 | 294.1 | 288.5 | 111.6 | 0
6:00 | -14 | 110.2 | 0 | 0 | 276.9 | 294.1 | 288.5 | 108.8 | 0
7:00 | -5.8 | 121.5 | 0 | 0 | 276.9 | 294.1 | 288.5 | 106 | 0
8:00 | 1.4 | 133.2 | 0 | 1.8 | 277.1 | 295.8 | 288.9 | 1.8 | 0
9:00 | 7.3 | 145.7 | 0 | 14.9 | 277.3 | 296.6 | 290.3 | 2.1 | 0
10:00 | 11.6 | 158.9 | 0 | 28.6 | 277.7 | 295.8 | 289.9 | 3.5 | 0
11:00 | 13.8 | 172.9 | 0 | 36.8 | 277.9 | 295.8 | 290.6 | 2.3 | 0
noon | 13.8 | -172.9 | 0 | 37.9 | 278.2 | 295.9 | 290.3 | 2.7 | 0
13:00 | 11.6 | -158.9 | 0 | 29 | 278.4 | 295.9 | 290.7 | 2.1 | 0
14:00 | 7.3 | -145.7 | 0 | 18.1 | 278.3 | 296.1 | 290.3 | 2.5 | 0
15:00 | 1.4 | -133.2 | 0 | 4.7 | 278.2 | 295.8 | 290.3 | 2.3 | 0
16:00 | -5.8 | -121.5 | 0 | 0 | 277.8 | 295.7 | 290.1 | 2.7 | 0
17:00 | -14 | -110.2 | 0 | 0 | 277.7 | 295.7 | 290 | 2.2 | 0
18:00 | -22.8 | -99.1 | 0 | 0 | 277.5 | 296 | 289.8 | 2.2 | 0
19:00 | -31.9 | -87.4 | 0 | 0 | 277.5 | 295.8 | 289.9 | 2.6 | 0
20:00 | -40.9 | -74.4 | 0 | 0 | 277.3 | 295.9 | 289.8 | 2.2 | 0
21:00 | -49.2 | -58.9 | 0 | 0 | 277.1 | 295.8 | 290 | 2.3 | 0
22:00 | -56.1 | -39.1 | 0 | 0 | 277.1 | 296.2 | 289.5 | 2.4 | 0
23:00 | -60.2 | -13.9 | 0 | 0 | 277 | 295.8 | 289.9 | 2.4 | 0

## Sheet15
Scenario Three (red)
Tue Dec 03 2019 23:06:01 GMT+0000 (Greenwich Mean Time)
Setup Information:
Building
Location | UK - London
Building length, side A | N/A
Building length, side B | N/A
Simulation Type
Simulation Type | one_sided
Window Description
Typology | dgu_nb
Glazing Type | clear
Window Area | 15%
Wall Description
Insulation R-Value | 99999999.9 m2-K/W
Occupancy
Type | Low-rise Residential
Occupancy Load | 0.000 people per m2
Lighting Requirements | 400 lux
Equipment Load | 0.00 W/m2
Room Ventilation
Air Change Rate per Occupant | 15.0 liters / sec per person
Total Air Change Rate | 0.0 roomfuls per hour
Lighting Control
Lighting Control | lights do not respond to daylight: all lights fully on while building is occupied
Representative Room
Orientation | north
Room Depth | 27 m
Room Width | 5 m
Room Height | 2.2 m
Thermal Mass
Thermal Mass | none
Overhang
Overhang Depth | 0 m
Roof
Roof Type | adiabatic roof
Simulation Results:
Primary Energy Use and CO2 Emissions
| heating | cooling | lighting | total | CO2
| energy | energy | energy | energy | emissions
| (kWh/m2) | (kWh/m2) | (kWh/m2) | (kWh/m2) | (kg/m2)
January | 33.9 | 0 | 7.3 | 41.2 | 8.2
February | 28.2 | 0 | 6.6 | 34.8 | 7
March | 32.1 | 0 | 7.3 | 39.4 | 7.9
April | 25.7 | 0 | 7.1 | 32.8 | 6.6
May | 18.7 | 0 | 7.3 | 26 | 5.2
June | 9.3 | 0 | 7.1 | 16.4 | 3.3
July | 4.2 | 0 | 7.3 | 11.5 | 2.3
August | 4.1 | 0 | 7.3 | 11.4 | 2.3
September | 10 | 0 | 7.1 | 17.1 | 3.4
October | 15.3 | 0 | 7.3 | 22.6 | 4.5
November | 26 | 0 | 7.1 | 33.1 | 6.6
December | 28.3 | 0 | 7.3 | 35.6 | 7.1
Total | 235.8 | 0 | 86.1 | 321.9 | 64.4 | yearly energy
January
| solar | solar | direct | diffuse | outdoor | indoor | window | heating | blinds
| altitude | azimuth | radiation | radiation | temp. | temp. | temp. | load | closed
| (degrees) | (degrees) | (W-h/m2) | (W-h/m2) | (K) | (K) | (K) | (W-h/m2) | (% time)
midnight | -58.1 | 13.3 | 0 | 0 | 275.9 | 294.1 | 288.2 | 134.5 | 0
1:00 | -54.2 | 37.6 | 0 | 0 | 275.8 | 294.1 | 288.2 | 133.9 | 0
2:00 | -47.5 | 57.1 | 0 | 0 | 275.8 | 294.1 | 288.2 | 132.3 | 0
3:00 | -39.2 | 72.7 | 0 | 0 | 275.7 | 294.1 | 288.1 | 128.1 | 0
4:00 | -30.2 | 85.8 | 0 | 0 | 275.6 | 294.1 | 288.1 | 130.8 | 0
5:00 | -21.1 | 97.6 | 0 | 0 | 275.6 | 294.1 | 288.1 | 130.7 | 0
6:00 | -12.3 | 108.9 | 0 | 0 | 275.5 | 294.1 | 288.1 | 128.3 | 0
7:00 | -4 | 120.3 | 0 | 0 | 275.5 | 294.1 | 288.1 | 127.2 | 0
8:00 | 3.3 | 132.2 | 0 | 5.1 | 275.7 | 295.7 | 288.4 | 2.3 | 0
9:00 | 9.3 | 144.9 | 0 | 20.2 | 276.1 | 296.7 | 289.8 | 2.4 | 0
10:00 | 13.6 | 158.4 | 0 | 34.6 | 276.5 | 295.5 | 289.9 | 3.9 | 0
11:00 | 15.9 | 172.7 | 0 | 40.5 | 276.7 | 296 | 290.3 | 2.5 | 0
noon | 15.9 | -172.7 | 0 | 42.7 | 277.2 | 295.7 | 290.2 | 3.3 | 0
13:00 | 13.6 | -158.4 | 0 | 38.1 | 277.6 | 295.9 | 290.4 | 2.4 | 0
14:00 | 9.3 | -144.9 | 0 | 26.7 | 277.5 | 295.7 | 290.2 | 3.4 | 0
15:00 | 3.3 | -132.2 | 0 | 13.2 | 277.3 | 295.7 | 290 | 2.8 | 0
16:00 | -4 | -120.3 | 0 | 0.6 | 277 | 295.9 | 289.7 | 2.8 | 0
17:00 | -12.3 | -108.9 | 0 | 0 | 276.8 | 295.8 | 289.7 | 3.6 | 0
18:00 | -21.1 | -97.6 | 0 | 0 | 276.5 | 296.2 | 289.4 | 3.2 | 0
19:00 | -30.2 | -85.8 | 0 | 0 | 276.3 | 295.8 | 289.7 | 3.7 | 0
20:00 | -39.2 | -72.7 | 0 | 0 | 276.1 | 295.8 | 289.4 | 3.4 | 0
21:00 | -47.5 | -57.1 | 0 | 0 | 276.1 | 295.8 | 289.4 | 3.1 | 0
22:00 | -54.2 | -37.6 | 0 | 0 | 276 | 295.7 | 289.5 | 3.2 | 0
23:00 | -58.1 | -13.3 | 0 | 0 | 275.9 | 295.8 | 289.3 | 3.8 | 0
February
| solar | solar | direct | diffuse | outdoor | indoor | window | heating | blinds
| altitude | azimuth | radiation | radiation | temp. | temp. | temp. | load | closed
| (degrees) | (degrees) | (W-h/m2) | (W-h/m2) | (K) | (K) | (K) | (W-h/m2) | (% time)
midnight | -50.4 | 11.4 | 0 | 0 | 275.4 | 294.1 | 288 | 114.9 | 0
1:00 | -46.9 | 33 | 0 | 0 | 275.3 | 294.1 | 288 | 109.3 | 0
2:00 | -40.8 | 51.4 | 0 | 0 | 275.2 | 294.1 | 288 | 113.4 | 0
3:00 | -32.9 | 66.9 | 0 | 0 | 275.2 | 294.1 | 288 | 120 | 0
4:00 | -24.2 | 80.2 | 0 | 0 | 275.2 | 294.1 | 288 | 122 | 0
5:00 | -15.1 | 92.3 | 0 | 0 | 275.1 | 294.1 | 287.9 | 126.6 | 0
6:00 | -6.1 | 104 | 0 | 0 | 275.1 | 294.1 | 287.9 | 126.4 | 0
7:00 | 2.4 | 115.9 | 0 | 2.3 | 275.1 | 294.1 | 288 | 130.1 | 0
8:00 | 10.1 | 128.3 | 0 | 20.6 | 275.5 | 295.8 | 288.6 | 2.3 | 0
9:00 | 16.5 | 141.8 | 0 | 40.4 | 276.1 | 295.9 | 290.2 | 3.1 | 0
10:00 | 21.2 | 156.4 | 0 | 55.1 | 276.7 | 295.9 | 289.9 | 3 | 0
11:00 | 23.7 | 172 | 0 | 60.6 | 277.3 | 296.1 | 290.6 | 3 | 0
noon | 23.7 | -172 | 0 | 65.1 | 277.9 | 295.7 | 290.6 | 2.8 | 0
13:00 | 21.2 | -156.4 | 0 | 57 | 278.4 | 296 | 290.9 | 2.4 | 0
14:00 | 16.5 | -141.8 | 0 | 53.5 | 278.5 | 295.9 | 290.8 | 2.7 | 0
15:00 | 10.1 | -128.3 | 0 | 36 | 278.3 | 295.9 | 290.5 | 2.6 | 0
16:00 | 2.4 | -115.9 | 0 | 14.5 | 277.7 | 295.7 | 290.2 | 2.7 | 0
17:00 | -6.1 | -104 | 0 | 0.3 | 277.1 | 295.8 | 289.7 | 2.9 | 0
18:00 | -15.1 | -92.3 | 0 | 0 | 276.7 | 295.7 | 289.7 | 2.6 | 0
19:00 | -24.2 | -80.2 | 0 | 0 | 276.3 | 296.1 | 289.4 | 3.1 | 0
20:00 | -32.9 | -66.9 | 0 | 0 | 276 | 295.5 | 289.6 | 3.4 | 0
21:00 | -40.8 | -51.4 | 0 | 0 | 275.7 | 295.9 | 289.2 | 2.8 | 0
22:00 | -46.9 | -33 | 0 | 0 | 275.5 | 295.8 | 289.5 | 2.9 | 0
23:00 | -50.4 | -11.4 | 0 | 0 | 275.4 | 295.6 | 289.2 | 2.5 | 0
March
| solar | solar | direct | diffuse | outdoor | indoor | window | heating | blinds
| altitude | azimuth | radiation | radiation | temp. | temp. | temp. | load | closed
| (degrees) | (degrees) | (W-h/m2) | (W-h/m2) | (K) | (K) | (K) | (W-h/m2) | (% time)
midnight | -39 | 9.6 | 0 | 0 | 276.9 | 294.1 | 288.5 | 126.9 | 0
1:00 | -36 | 28.2 | 0 | 0 | 276.8 | 294.1 | 288.5 | 130.6 | 0
2:00 | -30.6 | 45 | 0 | 0 | 276.7 | 294.1 | 288.4 | 134.8 | 0
3:00 | -23.4 | 59.7 | 0 | 0 | 276.5 | 294.1 | 288.4 | 127.3 | 0
4:00 | -15 | 72.9 | 0 | 0 | 276.3 | 294.1 | 288.3 | 128.6 | 0
5:00 | -6.1 | 85.2 | 0 | 0 | 276.4 | 294.1 | 288.3 | 123.3 | 0
6:00 | 2.9 | 97.1 | 0 | 4.1 | 276.6 | 294.1 | 288.4 | 115.8 | 0
7:00 | 11.8 | 109.3 | 0 | 24.9 | 276.9 | 294.1 | 288.8 | 112.7 | 0
8:00 | 20 | 122.4 | 0 | 48.1 | 277.4 | 296.2 | 289.6 | 1.8 | 0
9:00 | 27 | 136.9 | 0 | 66.7 | 278 | 295.3 | 291.2 | 2.4 | 0
10:00 | 32.2 | 153.1 | 0 | 85.8 | 278.8 | 295.9 | 291.3 | 1.9 | 0
11:00 | 35.1 | 170.8 | 0 | 100 | 279.8 | 295.6 | 291.8 | 2 | 0
noon | 35.1 | -170.8 | 0 | 101.7 | 280.5 | 295.5 | 292.1 | 1.9 | 0
13:00 | 32.2 | -153.1 | 0 | 93 | 281.2 | 295.9 | 292.2 | 1.3 | 0
14:00 | 27 | -136.9 | 0 | 79.8 | 281.5 | 295.9 | 292.1 | 1.8 | 0
15:00 | 20 | -122.4 | 0 | 58.9 | 281.4 | 296 | 291.8 | 1.8 | 0
16:00 | 11.8 | -109.3 | 0 | 34.5 | 280.9 | 295.9 | 291.4 | 2.1 | 0
17:00 | 2.9 | -97.1 | 0 | 15.4 | 280.1 | 295.7 | 291 | 2.4 | 0
18:00 | -6.1 | -85.2 | 0 | 0 | 279.4 | 295.8 | 290.3 | 2 | 0
19:00 | -15 | -72.9 | 0 | 0 | 278.7 | 296.1 | 290.3 | 2.3 | 0
20:00 | -23.4 | -59.7 | 0 | 0 | 278.2 | 295.8 | 290.1 | 3.3 | 0
21:00 | -30.6 | -45 | 0 | 0 | 277.8 | 296 | 290 | 3.2 | 0
22:00 | -36 | -28.2 | 0 | 0 | 277.3 | 295.9 | 290 | 3.4 | 0
23:00 | -39 | -9.6 | 0 | 0 | 277.1 | 295.6 | 289.9 | 3.8 | 0
April
| solar | solar | direct | diffuse | outdoor | indoor | window | heating | blinds
| altitude | azimuth | radiation | radiation | temp. | temp. | temp. | load | closed
| (degrees) | (degrees) | (W-h/m2) | (W-h/m2) | (K) | (K) | (K) | (W-h/m2) | (% time)
midnight | -27.1 | 8.3 | 0 | 0 | 278.5 | 294.1 | 289 | 103.9 | 0
1:00 | -24.5 | 24.4 | 0 | 0 | 278.2 | 294.1 | 288.9 | 102.1 | 0
2:00 | -19.7 | 39.5 | 0 | 0 | 278 | 294.1 | 288.9 | 103.8 | 0
3:00 | -13.1 | 53.3 | 0 | 0 | 277.7 | 294.1 | 288.8 | 105.8 | 0
4:00 | -5.2 | 66 | 0 | 0 | 277.4 | 294.1 | 288.7 | 104.8 | 0
5:00 | 3.4 | 78 | 3 | 8 | 277.6 | 294.1 | 288.8 | 103.7 | 0
6:00 | 12.4 | 89.8 | 0.4 | 33.9 | 278.1 | 294.1 | 289.2 | 107 | 0
7:00 | 21.5 | 102 | 0 | 60.7 | 278.8 | 294.1 | 289.8 | 103.7 | 0
8:00 | 30.1 | 115.3 | 0 | 79.7 | 279.5 | 296.6 | 290.8 | 1.4 | 0
9:00 | 37.7 | 130.6 | 0 | 102.3 | 280.6 | 295.9 | 291.7 | 2.6 | 0
10:00 | 43.7 | 148.5 | 0 | 121.4 | 281.5 | 295.9 | 292.5 | 1.7 | 0
11:00 | 47 | 169.1 | 0 | 133.9 | 282.5 | 295.7 | 293 | 1.4 | 0
noon | 47 | -169.1 | 0 | 135.6 | 283.5 | 295.8 | 293.3 | 1.1 | 0
13:00 | 43.7 | -148.5 | 0 | 127.4 | 284.2 | 295.9 | 293.2 | 1 | 0
14:00 | 37.7 | -130.6 | 0 | 116.3 | 284.7 | 296 | 293.3 | 0.9 | 0
15:00 | 30.1 | -115.3 | 0 | 86.8 | 285 | 296.2 | 293.1 | 0.8 | 0
16:00 | 21.5 | -102 | 0 | 66.8 | 284.7 | 295.6 | 293.2 | 1 | 0
17:00 | 12.4 | -89.8 | 0.5 | 41.3 | 283.9 | 296.2 | 292.4 | 0.8 | 0
18:00 | 3.4 | -78 | 12.3 | 16.4 | 283 | 295.6 | 292 | 1.5 | 0
19:00 | -5.2 | -66 | 0 | 0 | 282 | 296.3 | 291.4 | 0.9 | 0
20:00 | -13.1 | -53.3 | 0 | 0 | 281 | 295.5 | 291.3 | 2 | 0
21:00 | -19.7 | -39.5 | 0 | 0 | 280 | 296.1 | 290.5 | 1.4 | 0
22:00 | -24.5 | -24.4 | 0 | 0 | 279.3 | 295.6 | 290.7 | 2.5 | 0
23:00 | -27.1 | -8.3 | 0 | 0 | 278.6 | 296.2 | 290 | 2 | 0
May
| solar | solar | direct | diffuse | outdoor | indoor | window | heating | blinds
| altitude | azimuth | radiation | radiation | temp. | temp. | temp. | load | closed
| (degrees) | (degrees) | (W-h/m2) | (W-h/m2) | (K) | (K) | (K) | (W-h/m2) | (% time)
midnight | -17.9 | 7.4 | 0 | 0 | 281 | 294.1 | 289.8 | 74.4 | 0
1:00 | -15.5 | 22 | 0 | 0 | 280.8 | 294.1 | 289.7 | 75.1 | 0
2:00 | -11.1 | 35.8 | 0 | 0 | 280.5 | 294.1 | 289.7 | 75.5 | 0
3:00 | -5 | 48.7 | 0 | 0 | 280.2 | 294.1 | 289.5 | 74.1 | 0
4:00 | 2.4 | 60.8 | 12.8 | 10.9 | 280.2 | 294.1 | 289.8 | 76.3 | 0
5:00 | 10.7 | 72.3 | 41.5 | 40.6 | 280.5 | 294.1 | 290.5 | 75.8 | 0
6:00 | 19.6 | 83.7 | 18 | 62.9 | 280.9 | 294.1 | 290.6 | 76 | 0
7:00 | 28.7 | 95.6 | 0 | 84.8 | 281.8 | 294.1 | 291 | 67.5 | 0
8:00 | 37.6 | 108.8 | 0 | 101.3 | 282.7 | 297 | 292.4 | 0.5 | 0
9:00 | 45.8 | 124.4 | 0 | 131.7 | 283.7 | 296.3 | 293.2 | 0.9 | 0
10:00 | 52.4 | 143.6 | 0 | 145.9 | 284.8 | 296 | 293.8 | 0.7 | 0
11:00 | 56.2 | 167.2 | 0 | 152.2 | 285.8 | 296.1 | 294.3 | 0.4 | 0
noon | 56.2 | -167.2 | 0 | 145.7 | 286.8 | 296.1 | 294.5 | 0.3 | 0
13:00 | 52.4 | -143.6 | 0 | 137.1 | 287.6 | 296.1 | 294.8 | 0.3 | 0
14:00 | 45.8 | -124.4 | 0 | 134.2 | 288 | 296.1 | 294.9 | 0.3 | 0
15:00 | 37.6 | -108.8 | 0 | 116.3 | 288 | 296.4 | 294.6 | 0.2 | 0
16:00 | 28.7 | -95.6 | 0 | 97.6 | 287.9 | 296.2 | 294.3 | 0.4 | 0
17:00 | 19.6 | -83.7 | 19 | 74.3 | 287.3 | 296.1 | 294.1 | 0.2 | 0
18:00 | 10.7 | -72.3 | 47.9 | 48.7 | 286.3 | 296.1 | 293.7 | 0.3 | 0
19:00 | 2.4 | -60.8 | 25.2 | 18.1 | 285.1 | 296.1 | 292.9 | 0.3 | 0
20:00 | -5 | -48.7 | 0 | 0 | 284 | 295.8 | 292.2 | 0.5 | 0
21:00 | -11.1 | -35.8 | 0 | 0 | 283.1 | 296 | 291.7 | 0.7 | 0
22:00 | -15.5 | -22 | 0 | 0 | 282.3 | 295.8 | 291.5 | 0.8 | 0
23:00 | -17.9 | -7.4 | 0 | 0 | 281.5 | 296 | 291.3 | 1.1 | 0
June
| solar | solar | direct | diffuse | outdoor | indoor | window | heating | blinds
| altitude | azimuth | radiation | radiation | temp. | temp. | temp. | load | closed
| (degrees) | (degrees) | (W-h/m2) | (W-h/m2) | (K) | (K) | (K) | (W-h/m2) | (% time)
midnight | -13.8 | 7 | 0 | 0 | 284.5 | 294.2 | 291 | 41.7 | 0
1:00 | -11.6 | 21 | 0 | 0 | 284.2 | 294.2 | 290.9 | 40.8 | 0
2:00 | -7.3 | 34.3 | 0 | 0 | 283.9 | 294.1 | 290.8 | 37.5 | 0
3:00 | -1.4 | 46.7 | 0 | 0 | 283.6 | 294.1 | 290.6 | 36.4 | 0
4:00 | 5.8 | 58.4 | 47 | 27.4 | 283.7 | 294.2 | 291.6 | 37.9 | 0
5:00 | 14 | 69.7 | 54.6 | 52.4 | 284.2 | 294.3 | 292.1 | 37.9 | 0
6:00 | 22.8 | 80.8 | 26.7 | 76.8 | 284.6 | 294.3 | 292.1 | 39 | 0
7:00 | 31.9 | 92.5 | 0 | 90.6 | 285.2 | 294.3 | 292.3 | 37.6 | 0
8:00 | 40.9 | 105.5 | 0 | 104.6 | 286.2 | 296.7 | 293.7 | 0.2 | 0
9:00 | 49.2 | 121 | 0 | 130.5 | 287.2 | 296.1 | 294.6 | 0.3 | 0
10:00 | 56.1 | 140.8 | 0 | 140.9 | 288.1 | 296.4 | 295.1 | 0.1 | 0
11:00 | 60.2 | 166 | 0 | 149.1 | 289.1 | 296.6 | 295.5 | 0.3 | 0
noon | 60.2 | -166 | 0 | 150.4 | 290 | 296.8 | 296.1 | 0.1 | 0
13:00 | 56.1 | -140.8 | 0 | 149.6 | 290.6 | 296.9 | 296.4 | 0.1 | 0
14:00 | 49.2 | -121 | 0 | 133.5 | 291 | 296.9 | 296.4 | 0.1 | 0
15:00 | 40.9 | -105.5 | 0 | 111.8 | 291.1 | 297.1 | 296.1 | 0 | 0
16:00 | 31.9 | -92.5 | 0 | 113.1 | 290.9 | 296.7 | 296.2 | 0.1 | 0
17:00 | 22.8 | -80.8 | 25.1 | 93.4 | 290.2 | 296.2 | 295.8 | 0.2 | 0
18:00 | 14 | -69.7 | 50.8 | 67.2 | 289.3 | 296.6 | 295.2 | 0.1 | 0
19:00 | 5.8 | -58.4 | 47.8 | 41 | 288.3 | 296.1 | 294.6 | 0.2 | 0
20:00 | -1.4 | -46.7 | 0 | 0 | 287.4 | 295.9 | 293.5 | 0.3 | 0
21:00 | -7.3 | -34.3 | 0 | 0 | 286.4 | 295.9 | 293.2 | 0.3 | 0
22:00 | -11.6 | -21 | 0 | 0 | 285.7 | 295.7 | 293 | 0.4 | 0
23:00 | -13.8 | -7 | 0 | 0 | 284.8 | 296.2 | 292.4 | 0.4 | 0
July
| solar | solar | direct | diffuse | outdoor | indoor | window | heating | blinds
| altitude | azimuth | radiation | radiation | temp. | temp. | temp. | load | closed
| (degrees) | (degrees) | (W-h/m2) | (W-h/m2) | (K) | (K) | (K) | (W-h/m2) | (% time)
midnight | -15.9 | 7.2 | 0 | 0 | 286.4 | 295.5 | 292.5 | 15.2 | 0
1:00 | -13.7 | 21.5 | 0 | 0 | 286.1 | 295.2 | 292.2 | 18.7 | 0
2:00 | -9.3 | 35.1 | 0 | 0 | 285.6 | 295 | 291.9 | 18.9 | 0
3:00 | -3.3 | 47.8 | 0 | 0 | 285.3 | 294.9 | 291.7 | 17.3 | 0
4:00 | 4 | 59.7 | 7.4 | 13.9 | 285.5 | 294.8 | 292 | 17.8 | 0
5:00 | 12.3 | 71 | 22.1 | 43.4 | 285.8 | 294.9 | 292.6 | 16.3 | 0
6:00 | 21.1 | 82.3 | 12.9 | 72.5 | 286.4 | 295.2 | 293.1 | 16.7 | 0
7:00 | 30.2 | 94.1 | 0 | 90.2 | 286.8 | 295.4 | 293.5 | 14.7 | 0
8:00 | 39.2 | 107.3 | 0 | 107.5 | 287.6 | 297.2 | 294.9 | 0 | 0
9:00 | 47.4 | 122.8 | 0 | 130 | 288.7 | 297.1 | 295.5 | 0 | 0
10:00 | 54.2 | 142.4 | 0 | 152.9 | 289.7 | 297.2 | 296.4 | 0 | 0
11:00 | 58.1 | 166.6 | 0 | 166.1 | 290.7 | 297.5 | 296.8 | 0 | 0
noon | 58.1 | -166.6 | 0 | 174.3 | 291.7 | 297.7 | 297.4 | 0 | 0
13:00 | 54.2 | -142.4 | 0 | 161.4 | 292.5 | 297.5 | 297.6 | 0 | 0
14:00 | 47.4 | -122.8 | 0 | 145.3 | 292.9 | 297.3 | 297.5 | 0 | 0
15:00 | 39.2 | -107.3 | 0 | 120.5 | 293 | 297.4 | 297.1 | 0 | 0
16:00 | 30.2 | -94.1 | 0 | 114.7 | 292.8 | 297.4 | 297 | 0 | 0
17:00 | 21.1 | -82.3 | 18.9 | 91.1 | 292.4 | 297.4 | 296.7 | 0 | 0
18:00 | 12.3 | -71 | 59.5 | 68.5 | 291.5 | 297.4 | 296.6 | 0 | 0
19:00 | 4 | -59.7 | 57.7 | 35.1 | 290.4 | 297.3 | 296 | 0 | 0
20:00 | -3.3 | -47.8 | 0 | 0 | 289.3 | 296.9 | 294.7 | 0 | 0
21:00 | -9.3 | -35.1 | 0 | 0 | 288.4 | 297.1 | 294.1 | 0 | 0
22:00 | -13.7 | -21.5 | 0 | 0 | 287.5 | 296.9 | 293.7 | 0.1 | 0
23:00 | -15.9 | -7.2 | 0 | 0 | 286.8 | 297.1 | 293.6 | 0 | 0
August
| solar | solar | direct | diffuse | outdoor | indoor | window | heating | blinds
| altitude | azimuth | radiation | radiation | temp. | temp. | temp. | load | closed
| (degrees) | (degrees) | (W-h/m2) | (W-h/m2) | (K) | (K) | (K) | (W-h/m2) | (% time)
midnight | -23.7 | 7.9 | 0 | 0 | 286.4 | 295.1 | 292.3 | 13.2 | 0
1:00 | -21.3 | 23.5 | 0 | 0 | 286 | 294.9 | 292 | 14.4 | 0
2:00 | -16.6 | 38.1 | 0 | 0 | 285.9 | 294.7 | 291.8 | 16.1 | 0
3:00 | -10.1 | 51.6 | 0 | 0 | 285.4 | 294.6 | 291.6 | 17.2 | 0
4:00 | -2.4 | 64.1 | 0 | 0 | 285.1 | 294.5 | 291.4 | 19.4 | 0
5:00 | 6 | 75.9 | 12.7 | 19 | 285.3 | 294.6 | 291.8 | 18.6 | 0
6:00 | 15.1 | 87.6 | 5.8 | 45.6 | 285.9 | 294.7 | 292.2 | 17.6 | 0
7:00 | 24.2 | 99.7 | 0 | 76 | 286.5 | 295 | 292.9 | 17.7 | 0
8:00 | 32.9 | 113.1 | 0 | 96.4 | 287.3 | 297.1 | 294.6 | 0 | 0
9:00 | 40.7 | 128.5 | 0 | 119 | 288.2 | 297 | 295.2 | 0 | 0
10:00 | 46.9 | 146.9 | 0 | 144.3 | 289.3 | 296.9 | 296 | 0 | 0
11:00 | 50.3 | 168.5 | 0 | 156.9 | 290.4 | 297.1 | 296.5 | 0 | 0
noon | 50.3 | -168.5 | 0 | 169.1 | 291.3 | 297.3 | 296.9 | 0 | 0
13:00 | 46.9 | -146.9 | 0 | 150.2 | 292 | 297.5 | 297 | 0 | 0
14:00 | 40.7 | -128.5 | 0 | 130.8 | 292.5 | 297.2 | 297.2 | 0 | 0
15:00 | 32.9 | -113.1 | 0 | 103.7 | 292.6 | 297.4 | 296.9 | 0 | 0
16:00 | 24.2 | -99.7 | 0 | 76.7 | 292.2 | 297.4 | 296.5 | 0 | 0
17:00 | 15.1 | -87.6 | 6.3 | 56.4 | 291.7 | 297.4 | 296 | 0 | 0
18:00 | 6 | -75.9 | 24.9 | 35.1 | 290.9 | 297.4 | 295.5 | 0 | 0
19:00 | -2.4 | -64.1 | 0 | 6 | 289.9 | 296.9 | 294.9 | 0 | 0
20:00 | -10.1 | -51.6 | 0 | 0 | 289 | 297.3 | 294.6 | 0 | 0
21:00 | -16.6 | -38.1 | 0 | 0 | 288.1 | 297 | 294.2 | 0 | 0
22:00 | -21.3 | -23.5 | 0 | 0 | 287.3 | 296.8 | 293.7 | 0 | 0
23:00 | -23.7 | -7.9 | 0 | 0 | 286.6 | 296.9 | 293.3 | 0 | 0
September
| solar | solar | direct | diffuse | outdoor | indoor | window | heating | blinds
| altitude | azimuth | radiation | radiation | temp. | temp. | temp. | load | closed
| (degrees) | (degrees) | (W-h/m2) | (W-h/m2) | (K) | (K) | (K) | (W-h/m2) | (% time)
midnight | -35.1 | 9.1 | 0 | 0 | 284.9 | 295.2 | 291.9 | 41.9 | 0
1:00 | -32.3 | 26.9 | 0 | 0 | 284.8 | 295 | 291.7 | 41.8 | 0
2:00 | -27.1 | 43.1 | 0 | 0 | 284.5 | 294.9 | 291.5 | 41.3 | 0
3:00 | -20 | 57.5 | 0 | 0 | 284.3 | 294.7 | 291.3 | 40.7 | 0
4:00 | -11.8 | 70.6 | 0 | 0 | 284.1 | 294.6 | 291.2 | 41.4 | 0
5:00 | -3 | 82.8 | 0 | 0.3 | 284 | 294.5 | 291.1 | 43.6 | 0
6:00 | 6 | 94.7 | 0 | 19.9 | 284.3 | 294.5 | 291.4 | 41.6 | 0
7:00 | 15 | 107 | 0 | 44.4 | 284.7 | 294.6 | 291.8 | 36.8 | 0
8:00 | 23.3 | 120.2 | 0 | 67.9 | 285.4 | 297.1 | 293.4 | 0.4 | 0
9:00 | 30.6 | 135 | 0 | 89.9 | 286.1 | 296.7 | 294.2 | 0.6 | 0
10:00 | 36 | 151.7 | 0 | 104.9 | 286.8 | 296.8 | 294.7 | 0.3 | 0
11:00 | 39 | 170.3 | 0 | 105.9 | 287.6 | 296.7 | 295 | 0.2 | 0
noon | 39 | -170.3 | 0 | 104.9 | 288.3 | 296.8 | 295.2 | 0 | 0
13:00 | 36 | -151.7 | 0 | 101.4 | 288.9 | 297.1 | 295.2 | 0.2 | 0
14:00 | 30.6 | -135 | 0 | 92.6 | 289.4 | 297.1 | 295.5 | 0.2 | 0
15:00 | 23.3 | -120.2 | 0 | 73.2 | 289.5 | 296.9 | 295.3 | 0.1 | 0
16:00 | 15 | -107 | 0 | 44.6 | 289.3 | 297.1 | 295 | 0 | 0
17:00 | 6 | -94.7 | 0 | 23.9 | 288.6 | 297 | 294.4 | 0.2 | 0
18:00 | -3 | -82.8 | 0 | 2.4 | 287.8 | 297 | 293.9 | 0.2 | 0
19:00 | -11.8 | -70.6 | 0 | 0 | 287.1 | 296.6 | 293.7 | 0.5 | 0
20:00 | -20 | -57.5 | 0 | 0 | 286.5 | 296.8 | 293.3 | 0.6 | 0
21:00 | -27.1 | -43.1 | 0 | 0 | 285.9 | 296.5 | 293.3 | 0.7 | 0
22:00 | -32.3 | -26.9 | 0 | 0 | 285.3 | 296.7 | 292.9 | 0.5 | 0
23:00 | -35.1 | -9.1 | 0 | 0 | 285 | 296.6 | 292.9 | 1 | 0
October
| solar | solar | direct | diffuse | outdoor | indoor | window | heating | blinds
| altitude | azimuth | radiation | radiation | temp. | temp. | temp. | load | closed
| (degrees) | (degrees) | (W-h/m2) | (W-h/m2) | (K) | (K) | (K) | (W-h/m2) | (% time)
midnight | -47 | 10.8 | 0 | 0 | 282.1 | 294.3 | 290.3 | 57.2 | 0
1:00 | -43.7 | 31.4 | 0 | 0 | 282.1 | 294.3 | 290.3 | 56 | 0
2:00 | -37.8 | 49.3 | 0 | 0 | 282 | 294.2 | 290.2 | 57.4 | 0
3:00 | -30.1 | 64.6 | 0 | 0 | 281.8 | 294.2 | 290.1 | 58.3 | 0
4:00 | -21.5 | 78 | 0 | 0 | 281.8 | 294.1 | 290.1 | 59.8 | 0
5:00 | -12.4 | 90.2 | 0 | 0 | 281.7 | 294.1 | 290 | 64.5 | 0
6:00 | -3.4 | 102 | 0 | 0.8 | 281.8 | 294.1 | 290.1 | 65.3 | 0
7:00 | 5.2 | 114 | 0 | 16.8 | 282.2 | 294.1 | 290.4 | 64.1 | 0
8:00 | 13 | 126.6 | 0 | 37.6 | 282.6 | 296.3 | 291.6 | 0.6 | 0
9:00 | 19.7 | 140.4 | 0 | 61.3 | 283.3 | 295.6 | 292.9 | 1.2 | 0
10:00 | 24.5 | 155.5 | 0 | 70.4 | 283.9 | 296.2 | 292.7 | 0.6 | 0
11:00 | 27.1 | 171.7 | 0 | 81.3 | 284.6 | 296 | 293.2 | 0.8 | 0
noon | 27.1 | -171.7 | 0 | 79 | 285.1 | 296.3 | 293.3 | 0.8 | 0
13:00 | 24.5 | -155.5 | 0 | 65.6 | 285.4 | 296 | 293.3 | 0.6 | 0
14:00 | 19.7 | -140.4 | 0 | 49.7 | 285.5 | 296.3 | 293 | 0.6 | 0
15:00 | 13 | -126.6 | 0 | 33.4 | 285.3 | 295.8 | 293.2 | 0.6 | 0
16:00 | 5.2 | -114 | 0 | 14.6 | 284.7 | 296.2 | 292.5 | 0.4 | 0
17:00 | -3.4 | -102 | 0 | 0.4 | 284.1 | 295.7 | 292.4 | 1 | 0
18:00 | -12.4 | -90.2 | 0 | 0 | 283.5 | 296.2 | 291.8 | 0.8 | 0
19:00 | -21.5 | -78 | 0 | 0 | 283.1 | 295.9 | 291.9 | 0.8 | 0
20:00 | -30.1 | -64.6 | 0 | 0 | 282.8 | 296 | 291.7 | 0.8 | 0
21:00 | -37.8 | -49.3 | 0 | 0 | 282.5 | 295.8 | 291.6 | 0.9 | 0
22:00 | -43.7 | -31.4 | 0 | 0 | 282.4 | 296.4 | 291.4 | 0.7 | 0
23:00 | -47 | -10.8 | 0 | 0 | 282.2 | 295.8 | 291.7 | 0.8 | 0
November
| solar | solar | direct | diffuse | outdoor | indoor | window | heating | blinds
| altitude | azimuth | radiation | radiation | temp. | temp. | temp. | load | closed
| (degrees) | (degrees) | (W-h/m2) | (W-h/m2) | (K) | (K) | (K) | (W-h/m2) | (% time)
midnight | -56.2 | 12.8 | 0 | 0 | 278.9 | 294.1 | 289.1 | 102.5 | 0
1:00 | -52.4 | 36.3 | 0 | 0 | 278.8 | 294.1 | 289.1 | 103 | 0
2:00 | -45.8 | 55.6 | 0 | 0 | 278.6 | 294.1 | 289.1 | 109.2 | 0
3:00 | -37.7 | 71.1 | 0 | 0 | 278.5 | 294.1 | 289 | 105.6 | 0
4:00 | -28.8 | 84.3 | 0 | 0 | 278.4 | 294.1 | 289 | 101.5 | 0
5:00 | -19.7 | 96.2 | 0 | 0 | 278.4 | 294.1 | 289 | 105 | 0
6:00 | -10.7 | 107.7 | 0 | 0 | 278.3 | 294.1 | 289 | 105.3 | 0
7:00 | -2.4 | 119.2 | 0 | 1 | 278.2 | 294.1 | 288.9 | 105.9 | 0
8:00 | 5 | 131.2 | 0 | 16 | 278.4 | 295.9 | 289.4 | 1.6 | 0
9:00 | 11.1 | 144.1 | 0 | 30.1 | 278.8 | 295.9 | 291 | 2.1 | 0
10:00 | 15.5 | 157.9 | 0 | 45.9 | 279.2 | 295.9 | 290.8 | 2.1 | 0
11:00 | 17.8 | 172.5 | 0 | 57.8 | 279.7 | 296.2 | 291.4 | 2.2 | 0
noon | 17.8 | -172.5 | 0 | 55.3 | 280.1 | 295.9 | 291.1 | 1.5 | 0
13:00 | 15.5 | -157.9 | 0 | 47.3 | 280.3 | 295.7 | 291.5 | 2 | 0
14:00 | 11.1 | -144.1 | 0 | 30.2 | 280.4 | 296.2 | 290.8 | 1.5 | 0
15:00 | 5 | -131.2 | 0 | 12.9 | 280.2 | 295.9 | 291.2 | 1.9 | 0
16:00 | -2.4 | -119.2 | 0 | 0 | 280 | 296 | 290.4 | 2 | 0
17:00 | -10.7 | -107.7 | 0 | 0 | 279.7 | 296 | 290.6 | 1.6 | 0
18:00 | -19.7 | -96.2 | 0 | 0 | 279.6 | 295.6 | 290.7 | 2.3 | 0
19:00 | -28.8 | -84.3 | 0 | 0 | 279.4 | 296 | 290.5 | 1.3 | 0
20:00 | -37.7 | -71.1 | 0 | 0 | 279.4 | 296.1 | 290.8 | 2 | 0
21:00 | -45.8 | -55.6 | 0 | 0 | 279.2 | 295.8 | 290.6 | 2.3 | 0
22:00 | -52.4 | -36.3 | 0 | 0 | 279 | 296 | 290.4 | 1.7 | 0
23:00 | -56.2 | -12.8 | 0 | 0 | 278.8 | 295.6 | 290.5 | 2.2 | 0
December
| solar | solar | direct | diffuse | outdoor | indoor | window | heating | blinds
| altitude | azimuth | radiation | radiation | temp. | temp. | temp. | load | closed
| (degrees) | (degrees) | (W-h/m2) | (W-h/m2) | (K) | (K) | (K) | (W-h/m2) | (% time)
midnight | -60.2 | 13.9 | 0 | 0 | 276.9 | 294.1 | 288.5 | 107.1 | 0
1:00 | -56.1 | 39.1 | 0 | 0 | 276.8 | 294.1 | 288.5 | 110.9 | 0
2:00 | -49.2 | 58.9 | 0 | 0 | 276.8 | 294.1 | 288.5 | 111.3 | 0
3:00 | -40.9 | 74.4 | 0 | 0 | 276.8 | 294.1 | 288.5 | 111.3 | 0
4:00 | -31.9 | 87.4 | 0 | 0 | 276.9 | 294.1 | 288.5 | 108.7 | 0
5:00 | -22.8 | 99.1 | 0 | 0 | 277 | 294.1 | 288.5 | 111.7 | 0
6:00 | -14 | 110.2 | 0 | 0 | 276.9 | 294.1 | 288.5 | 108.8 | 0
7:00 | -5.8 | 121.5 | 0 | 0 | 276.9 | 294.1 | 288.5 | 106.1 | 0
8:00 | 1.4 | 133.2 | 0 | 1.8 | 277.1 | 295.7 | 288.9 | 1.8 | 0
9:00 | 7.3 | 145.7 | 0 | 14.9 | 277.3 | 296.7 | 290.2 | 2 | 0
10:00 | 11.6 | 158.9 | 0 | 28.6 | 277.7 | 295.7 | 290.2 | 3.7 | 0
11:00 | 13.8 | 172.9 | 0 | 36.8 | 277.9 | 295.7 | 290.6 | 2.2 | 0
noon | 13.8 | -172.9 | 0 | 37.9 | 278.2 | 295.9 | 290.3 | 2.8 | 0
13:00 | 11.6 | -158.9 | 0 | 29 | 278.4 | 295.8 | 290.8 | 2 | 0
14:00 | 7.3 | -145.7 | 0 | 18.1 | 278.3 | 296 | 290.1 | 2.5 | 0
15:00 | 1.4 | -133.2 | 0 | 4.7 | 278.2 | 295.7 | 290.4 | 2.3 | 0
16:00 | -5.8 | -121.5 | 0 | 0 | 277.8 | 296 | 290 | 2.2 | 0
17:00 | -14 | -110.2 | 0 | 0 | 277.7 | 296 | 289.9 | 2.4 | 0
18:00 | -22.8 | -99.1 | 0 | 0 | 277.5 | 295.9 | 289.9 | 2.5 | 0
19:00 | -31.9 | -87.4 | 0 | 0 | 277.5 | 295.6 | 290.1 | 2.5 | 0
20:00 | -40.9 | -74.4 | 0 | 0 | 277.3 | 296.1 | 289.7 | 2.3 | 0
21:00 | -49.2 | -58.9 | 0 | 0 | 277.1 | 296.1 | 289.8 | 2 | 0
22:00 | -56.1 | -39.1 | 0 | 0 | 277.1 | 295.8 | 289.8 | 2.6 | 0
23:00 | -60.2 | -13.9 | 0 | 0 | 277 | 296 | 289.8 | 2.2 | 0

## Sheet16
Scenario Four (green)
Tue Dec 03 2019 23:06:28 GMT+0000 (Greenwich Mean Time)
Setup Information:
Building
Location | UK - London
Building length, side A | N/A
Building length, side B | N/A
Simulation Type
Simulation Type | one_sided
Window Description
Typology | dgu_nb
Glazing Type | clear
Window Area | 16%
Wall Description
Insulation R-Value | 99999999.9 m2-K/W
Occupancy
Type | Low-rise Residential
Occupancy Load | 0.000 people per m2
Lighting Requirements | 400 lux
Equipment Load | 0.00 W/m2
Room Ventilation
Air Change Rate per Occupant | 15.0 liters / sec per person
Total Air Change Rate | 0.0 roomfuls per hour
Lighting Control
Lighting Control | lights do not respond to daylight: all lights fully on while building is occupied
Representative Room
Orientation | north
Room Depth | 27 m
Room Width | 5 m
Room Height | 2.2 m
Thermal Mass
Thermal Mass | none
Overhang
Overhang Depth | 0 m
Roof
Roof Type | adiabatic roof
Simulation Results:
Primary Energy Use and CO2 Emissions
| heating | cooling | lighting | total | CO2
| energy | energy | energy | energy | emissions
| (kWh/m2) | (kWh/m2) | (kWh/m2) | (kWh/m2) | (kg/m2)
January | 33.9 | 0 | 7.3 | 41.2 | 8.2
February | 28.2 | 0 | 6.6 | 34.8 | 7
March | 32.1 | 0 | 7.3 | 39.4 | 7.9
April | 25.7 | 0 | 7.1 | 32.8 | 6.6
May | 18.7 | 0 | 7.3 | 26 | 5.2
June | 9.3 | 0 | 7.1 | 16.4 | 3.3
July | 4.2 | 0 | 7.3 | 11.5 | 2.3
August | 4.1 | 0 | 7.3 | 11.4 | 2.3
September | 10 | 0 | 7.1 | 17.1 | 3.4
October | 15.3 | 0 | 7.3 | 22.6 | 4.5
November | 26 | 0 | 7.1 | 33.1 | 6.6
December | 28.3 | 0 | 7.3 | 35.6 | 7.1
Total | 235.8 | 0 | 86.1 | 321.9 | 64.4 | yearly energy
January
| solar | solar | direct | diffuse | outdoor | indoor | window | heating | blinds
| altitude | azimuth | radiation | radiation | temp. | temp. | temp. | load | closed
| (degrees) | (degrees) | (W-h/m2) | (W-h/m2) | (K) | (K) | (K) | (W-h/m2) | (% time)
midnight | -58.1 | 13.3 | 0 | 0 | 275.9 | 294.1 | 288.2 | 134.5 | 0
1:00 | -54.2 | 37.6 | 0 | 0 | 275.8 | 294.1 | 288.2 | 133.9 | 0
2:00 | -47.5 | 57.1 | 0 | 0 | 275.8 | 294.1 | 288.2 | 132.3 | 0
3:00 | -39.2 | 72.7 | 0 | 0 | 275.7 | 294.1 | 288.1 | 128.2 | 0
4:00 | -30.2 | 85.8 | 0 | 0 | 275.6 | 294.1 | 288.1 | 130.9 | 0
5:00 | -21.1 | 97.6 | 0 | 0 | 275.6 | 294.1 | 288.1 | 130.7 | 0
6:00 | -12.3 | 108.9 | 0 | 0 | 275.5 | 294.1 | 288.1 | 128.4 | 0
7:00 | -4 | 120.3 | 0 | 0 | 275.5 | 294.1 | 288.1 | 127.2 | 0
8:00 | 3.3 | 132.2 | 0 | 5.1 | 275.7 | 295.6 | 288.3 | 2.3 | 0
9:00 | 9.3 | 144.9 | 0 | 20.2 | 276.1 | 296.7 | 289.7 | 2.4 | 0
10:00 | 13.6 | 158.4 | 0 | 34.6 | 276.5 | 295.4 | 290 | 3.9 | 0
11:00 | 15.9 | 172.7 | 0 | 40.5 | 276.7 | 296.1 | 290.1 | 2.2 | 0
noon | 15.9 | -172.7 | 0 | 42.7 | 277.2 | 295.7 | 290.4 | 3.3 | 0
13:00 | 13.6 | -158.4 | 0 | 38.1 | 277.6 | 295.9 | 290.2 | 2.5 | 0
14:00 | 9.3 | -144.9 | 0 | 26.7 | 277.5 | 295.6 | 290.2 | 3.3 | 0
15:00 | 3.3 | -132.2 | 0 | 13.2 | 277.3 | 295.6 | 289.9 | 2.8 | 0
16:00 | -4 | -120.3 | 0 | 0.6 | 277 | 296 | 289.6 | 2.6 | 0
17:00 | -12.3 | -108.9 | 0 | 0 | 276.8 | 296 | 289.7 | 3.6 | 0
18:00 | -21.1 | -97.6 | 0 | 0 | 276.5 | 295.9 | 289.6 | 3.5 | 0
19:00 | -30.2 | -85.8 | 0 | 0 | 276.3 | 296.1 | 289.6 | 3.3 | 0
20:00 | -39.2 | -72.7 | 0 | 0 | 276.1 | 295.6 | 289.6 | 3.7 | 0
21:00 | -47.5 | -57.1 | 0 | 0 | 276.1 | 296 | 289.3 | 2.8 | 0
22:00 | -54.2 | -37.6 | 0 | 0 | 276 | 296.1 | 289.6 | 3.1 | 0
23:00 | -58.1 | -13.3 | 0 | 0 | 275.9 | 295.8 | 289.5 | 3.5 | 0
February
| solar | solar | direct | diffuse | outdoor | indoor | window | heating | blinds
| altitude | azimuth | radiation | radiation | temp. | temp. | temp. | load | closed
| (degrees) | (degrees) | (W-h/m2) | (W-h/m2) | (K) | (K) | (K) | (W-h/m2) | (% time)
midnight | -50.4 | 11.4 | 0 | 0 | 275.4 | 294.1 | 288 | 114.9 | 0
1:00 | -46.9 | 33 | 0 | 0 | 275.3 | 294.1 | 288 | 109.3 | 0
2:00 | -40.8 | 51.4 | 0 | 0 | 275.2 | 294.1 | 288 | 113.5 | 0
3:00 | -32.9 | 66.9 | 0 | 0 | 275.2 | 294.1 | 288 | 120 | 0
4:00 | -24.2 | 80.2 | 0 | 0 | 275.2 | 294.1 | 288 | 122 | 0
5:00 | -15.1 | 92.3 | 0 | 0 | 275.1 | 294.1 | 287.9 | 126.7 | 0
6:00 | -6.1 | 104 | 0 | 0 | 275.1 | 294.1 | 287.9 | 126.5 | 0
7:00 | 2.4 | 115.9 | 0 | 2.3 | 275.1 | 294.1 | 288 | 130.2 | 0
8:00 | 10.1 | 128.3 | 0 | 20.6 | 275.5 | 295.8 | 288.6 | 2.4 | 0
9:00 | 16.5 | 141.8 | 0 | 40.4 | 276.1 | 296 | 290.2 | 3 | 0
10:00 | 21.2 | 156.4 | 0 | 55.1 | 276.7 | 296 | 290 | 3 | 0
11:00 | 23.7 | 172 | 0 | 60.6 | 277.3 | 295.9 | 290.6 | 2.9 | 0
noon | 23.7 | -172 | 0 | 65.1 | 277.9 | 295.8 | 290.9 | 2.8 | 0
13:00 | 21.2 | -156.4 | 0 | 57 | 278.4 | 295.9 | 290.8 | 2.4 | 0
14:00 | 16.5 | -141.8 | 0 | 53.5 | 278.5 | 295.8 | 290.9 | 2.6 | 0
15:00 | 10.1 | -128.3 | 0 | 36 | 278.3 | 295.8 | 290.5 | 2.6 | 0
16:00 | 2.4 | -115.9 | 0 | 14.5 | 277.7 | 295.8 | 290.2 | 2.6 | 0
17:00 | -6.1 | -104 | 0 | 0.3 | 277.1 | 295.5 | 289.8 | 3 | 0
18:00 | -15.1 | -92.3 | 0 | 0 | 276.7 | 296 | 289.5 | 2.3 | 0
19:00 | -24.2 | -80.2 | 0 | 0 | 276.3 | 295.9 | 289.6 | 3.2 | 0
20:00 | -32.9 | -66.9 | 0 | 0 | 276 | 295.9 | 289.5 | 3.3 | 0
21:00 | -40.8 | -51.4 | 0 | 0 | 275.7 | 295.9 | 289.3 | 2.9 | 0
22:00 | -46.9 | -33 | 0 | 0 | 275.5 | 295.8 | 289.3 | 2.7 | 0
23:00 | -50.4 | -11.4 | 0 | 0 | 275.4 | 295.8 | 289.3 | 2.7 | 0
March
| solar | solar | direct | diffuse | outdoor | indoor | window | heating | blinds
| altitude | azimuth | radiation | radiation | temp. | temp. | temp. | load | closed
| (degrees) | (degrees) | (W-h/m2) | (W-h/m2) | (K) | (K) | (K) | (W-h/m2) | (% time)
midnight | -39 | 9.6 | 0 | 0 | 276.9 | 294.1 | 288.5 | 126.8 | 0
1:00 | -36 | 28.2 | 0 | 0 | 276.8 | 294.1 | 288.5 | 130.7 | 0
2:00 | -30.6 | 45 | 0 | 0 | 276.7 | 294.1 | 288.4 | 134.9 | 0
3:00 | -23.4 | 59.7 | 0 | 0 | 276.5 | 294.1 | 288.4 | 127.3 | 0
4:00 | -15 | 72.9 | 0 | 0 | 276.3 | 294.1 | 288.3 | 128.6 | 0
5:00 | -6.1 | 85.2 | 0 | 0 | 276.4 | 294.1 | 288.3 | 123.4 | 0
6:00 | 2.9 | 97.1 | 0 | 4.1 | 276.6 | 294.1 | 288.4 | 115.9 | 0
7:00 | 11.8 | 109.3 | 0 | 24.9 | 276.9 | 294.1 | 288.8 | 112.7 | 0
8:00 | 20 | 122.4 | 0 | 48.1 | 277.4 | 296.1 | 289.6 | 1.8 | 0
9:00 | 27 | 136.9 | 0 | 66.7 | 278 | 295.3 | 291.2 | 2.4 | 0
10:00 | 32.2 | 153.1 | 0 | 85.8 | 278.8 | 295.8 | 291.3 | 2 | 0
11:00 | 35.1 | 170.8 | 0 | 100 | 279.8 | 295.7 | 291.8 | 1.8 | 0
noon | 35.1 | -170.8 | 0 | 101.7 | 280.5 | 295.6 | 292.1 | 1.9 | 0
13:00 | 32.2 | -153.1 | 0 | 93 | 281.2 | 296.1 | 292.3 | 1.3 | 0
14:00 | 27 | -136.9 | 0 | 79.8 | 281.5 | 295.8 | 292.2 | 1.7 | 0
15:00 | 20 | -122.4 | 0 | 58.9 | 281.4 | 296 | 291.7 | 1.8 | 0
16:00 | 11.8 | -109.3 | 0 | 34.5 | 280.9 | 295.8 | 291.3 | 2.1 | 0
17:00 | 2.9 | -97.1 | 0 | 15.4 | 280.1 | 295.6 | 291 | 2.1 | 0
18:00 | -6.1 | -85.2 | 0 | 0 | 279.4 | 296.1 | 290.5 | 2 | 0
19:00 | -15 | -72.9 | 0 | 0 | 278.7 | 295.7 | 290.5 | 2.5 | 0
20:00 | -23.4 | -59.7 | 0 | 0 | 278.2 | 295.8 | 290.1 | 3.1 | 0
21:00 | -30.6 | -45 | 0 | 0 | 277.8 | 295.6 | 290.1 | 3.3 | 0
22:00 | -36 | -28.2 | 0 | 0 | 277.3 | 295.9 | 289.7 | 2.9 | 0
23:00 | -39 | -9.6 | 0 | 0 | 277.1 | 295.8 | 289.7 | 3.6 | 0
April
| solar | solar | direct | diffuse | outdoor | indoor | window | heating | blinds
| altitude | azimuth | radiation | radiation | temp. | temp. | temp. | load | closed
| (degrees) | (degrees) | (W-h/m2) | (W-h/m2) | (K) | (K) | (K) | (W-h/m2) | (% time)
midnight | -27.1 | 8.3 | 0 | 0 | 278.5 | 294.1 | 289 | 104.1 | 0
1:00 | -24.5 | 24.4 | 0 | 0 | 278.2 | 294.1 | 288.9 | 102.2 | 0
2:00 | -19.7 | 39.5 | 0 | 0 | 278 | 294.1 | 288.9 | 103.8 | 0
3:00 | -13.1 | 53.3 | 0 | 0 | 277.7 | 294.1 | 288.8 | 105.8 | 0
4:00 | -5.2 | 66 | 0 | 0 | 277.4 | 294.1 | 288.7 | 104.8 | 0
5:00 | 3.4 | 78 | 3 | 8 | 277.6 | 294.1 | 288.8 | 103.7 | 0
6:00 | 12.4 | 89.8 | 0.4 | 33.9 | 278.1 | 294.1 | 289.2 | 107 | 0
7:00 | 21.5 | 102 | 0 | 60.7 | 278.8 | 294.1 | 289.8 | 103.7 | 0
8:00 | 30.1 | 115.3 | 0 | 79.7 | 279.5 | 296.6 | 290.9 | 1.4 | 0
9:00 | 37.7 | 130.6 | 0 | 102.3 | 280.6 | 296 | 291.7 | 2.5 | 0
10:00 | 43.7 | 148.5 | 0 | 121.4 | 281.5 | 296 | 292.4 | 1.7 | 0
11:00 | 47 | 169.1 | 0 | 133.9 | 282.5 | 295.6 | 292.9 | 1.5 | 0
noon | 47 | -169.1 | 0 | 135.6 | 283.5 | 296 | 293.4 | 1 | 0
13:00 | 43.7 | -148.5 | 0 | 127.4 | 284.2 | 296.1 | 293.3 | 1 | 0
14:00 | 37.7 | -130.6 | 0 | 116.3 | 284.7 | 295.9 | 293.4 | 0.9 | 0
15:00 | 30.1 | -115.3 | 0 | 86.8 | 285 | 296.3 | 293.2 | 0.7 | 0
16:00 | 21.5 | -102 | 0 | 66.8 | 284.7 | 295.8 | 293 | 1 | 0
17:00 | 12.4 | -89.8 | 0.5 | 41.3 | 283.9 | 295.9 | 292.5 | 1 | 0
18:00 | 3.4 | -78 | 12.3 | 16.4 | 283 | 296 | 292 | 1.3 | 0
19:00 | -5.2 | -66 | 0 | 0 | 282 | 295.6 | 291.5 | 1.4 | 0
20:00 | -13.1 | -53.3 | 0 | 0 | 281 | 295.9 | 290.9 | 1.5 | 0
21:00 | -19.7 | -39.5 | 0 | 0 | 280 | 295.9 | 290.8 | 1.6 | 0
22:00 | -24.5 | -24.4 | 0 | 0 | 279.3 | 296.1 | 290.5 | 2 | 0
23:00 | -27.1 | -8.3 | 0 | 0 | 278.6 | 295.8 | 290.4 | 2.6 | 0
May
| solar | solar | direct | diffuse | outdoor | indoor | window | heating | blinds
| altitude | azimuth | radiation | radiation | temp. | temp. | temp. | load | closed
| (degrees) | (degrees) | (W-h/m2) | (W-h/m2) | (K) | (K) | (K) | (W-h/m2) | (% time)
midnight | -17.9 | 7.4 | 0 | 0 | 281 | 294.1 | 289.8 | 74.5 | 0
1:00 | -15.5 | 22 | 0 | 0 | 280.8 | 294.1 | 289.7 | 75.1 | 0
2:00 | -11.1 | 35.8 | 0 | 0 | 280.5 | 294.1 | 289.7 | 75.5 | 0
3:00 | -5 | 48.7 | 0 | 0 | 280.2 | 294.1 | 289.5 | 74.2 | 0
4:00 | 2.4 | 60.8 | 12.8 | 10.9 | 280.2 | 294.1 | 289.8 | 76.4 | 0
5:00 | 10.7 | 72.3 | 41.5 | 40.6 | 280.5 | 294.1 | 290.5 | 75.8 | 0
6:00 | 19.6 | 83.7 | 18 | 62.9 | 280.9 | 294.1 | 290.6 | 76 | 0
7:00 | 28.7 | 95.6 | 0 | 84.8 | 281.8 | 294.1 | 291 | 67.5 | 0
8:00 | 37.6 | 108.8 | 0 | 101.3 | 282.7 | 297 | 292.4 | 0.5 | 0
9:00 | 45.8 | 124.4 | 0 | 131.7 | 283.7 | 296.3 | 293.2 | 0.9 | 0
10:00 | 52.4 | 143.6 | 0 | 145.9 | 284.8 | 296.2 | 293.8 | 0.7 | 0
11:00 | 56.2 | 167.2 | 0 | 152.2 | 285.8 | 296.3 | 294.2 | 0.4 | 0
noon | 56.2 | -167.2 | 0 | 145.7 | 286.8 | 296.1 | 294.6 | 0.3 | 0
13:00 | 52.4 | -143.6 | 0 | 137.1 | 287.6 | 295.9 | 294.9 | 0.3 | 0
14:00 | 45.8 | -124.4 | 0 | 134.2 | 288 | 296.3 | 294.8 | 0.4 | 0
15:00 | 37.6 | -108.8 | 0 | 116.3 | 288 | 296.2 | 294.6 | 0.2 | 0
16:00 | 28.7 | -95.6 | 0 | 97.6 | 287.9 | 296.2 | 294.5 | 0.3 | 0
17:00 | 19.6 | -83.7 | 19 | 74.3 | 287.3 | 296.2 | 294.2 | 0.3 | 0
18:00 | 10.7 | -72.3 | 47.9 | 48.7 | 286.3 | 295.8 | 293.9 | 0.3 | 0
19:00 | 2.4 | -60.8 | 25.2 | 18.1 | 285.1 | 296.5 | 292.8 | 0.3 | 0
20:00 | -5 | -48.7 | 0 | 0 | 284 | 295.9 | 291.9 | 0.5 | 0
21:00 | -11.1 | -35.8 | 0 | 0 | 283.1 | 295.9 | 291.7 | 0.6 | 0
22:00 | -15.5 | -22 | 0 | 0 | 282.3 | 296.1 | 291.5 | 0.8 | 0
23:00 | -17.9 | -7.4 | 0 | 0 | 281.5 | 296 | 291.1 | 1.1 | 0
June
| solar | solar | direct | diffuse | outdoor | indoor | window | heating | blinds
| altitude | azimuth | radiation | radiation | temp. | temp. | temp. | load | closed
| (degrees) | (degrees) | (W-h/m2) | (W-h/m2) | (K) | (K) | (K) | (W-h/m2) | (% time)
midnight | -13.8 | 7 | 0 | 0 | 284.5 | 294.2 | 291 | 41.7 | 0
1:00 | -11.6 | 21 | 0 | 0 | 284.2 | 294.1 | 290.9 | 40.8 | 0
2:00 | -7.3 | 34.3 | 0 | 0 | 283.9 | 294.1 | 290.8 | 37.5 | 0
3:00 | -1.4 | 46.7 | 0 | 0 | 283.6 | 294.1 | 290.6 | 36.4 | 0
4:00 | 5.8 | 58.4 | 47 | 27.4 | 283.7 | 294.2 | 291.6 | 37.9 | 0
5:00 | 14 | 69.7 | 54.6 | 52.4 | 284.2 | 294.3 | 292.1 | 37.9 | 0
6:00 | 22.8 | 80.8 | 26.7 | 76.8 | 284.6 | 294.3 | 292.1 | 38.9 | 0
7:00 | 31.9 | 92.5 | 0 | 90.6 | 285.2 | 294.3 | 292.3 | 37.6 | 0
8:00 | 40.9 | 105.5 | 0 | 104.6 | 286.2 | 296.7 | 293.8 | 0.2 | 0
9:00 | 49.2 | 121 | 0 | 130.5 | 287.2 | 296.2 | 294.6 | 0.3 | 0
10:00 | 56.1 | 140.8 | 0 | 140.9 | 288.1 | 296.5 | 295.1 | 0.1 | 0
11:00 | 60.2 | 166 | 0 | 149.1 | 289.1 | 296.5 | 295.6 | 0.3 | 0
noon | 60.2 | -166 | 0 | 150.4 | 290 | 297 | 296 | 0.1 | 0
13:00 | 56.1 | -140.8 | 0 | 149.6 | 290.6 | 297 | 296.6 | 0 | 0
14:00 | 49.2 | -121 | 0 | 133.5 | 291 | 296.8 | 296.4 | 0.1 | 0
15:00 | 40.9 | -105.5 | 0 | 111.8 | 291.1 | 297 | 296.2 | 0 | 0
16:00 | 31.9 | -92.5 | 0 | 113.1 | 290.9 | 297 | 295.9 | 0 | 0
17:00 | 22.8 | -80.8 | 25.1 | 93.4 | 290.2 | 296.6 | 295.5 | 0.2 | 0
18:00 | 14 | -69.7 | 50.8 | 67.2 | 289.3 | 296.1 | 295.2 | 0.2 | 0
19:00 | 5.8 | -58.4 | 47.8 | 41 | 288.3 | 296.3 | 294.6 | 0.1 | 0
20:00 | -1.4 | -46.7 | 0 | 0 | 287.4 | 296.2 | 293.6 | 0.3 | 0
21:00 | -7.3 | -34.3 | 0 | 0 | 286.4 | 296.2 | 292.9 | 0.2 | 0
22:00 | -11.6 | -21 | 0 | 0 | 285.7 | 295.8 | 292.9 | 0.5 | 0
23:00 | -13.8 | -7 | 0 | 0 | 284.8 | 296 | 292.5 | 0.4 | 0
July
| solar | solar | direct | diffuse | outdoor | indoor | window | heating | blinds
| altitude | azimuth | radiation | radiation | temp. | temp. | temp. | load | closed
| (degrees) | (degrees) | (W-h/m2) | (W-h/m2) | (K) | (K) | (K) | (W-h/m2) | (% time)
midnight | -15.9 | 7.2 | 0 | 0 | 286.4 | 295.4 | 292.5 | 15.3 | 0
1:00 | -13.7 | 21.5 | 0 | 0 | 286.1 | 295.2 | 292.2 | 18.7 | 0
2:00 | -9.3 | 35.1 | 0 | 0 | 285.6 | 295 | 291.9 | 18.9 | 0
3:00 | -3.3 | 47.8 | 0 | 0 | 285.3 | 294.8 | 291.7 | 17.3 | 0
4:00 | 4 | 59.7 | 7.4 | 13.9 | 285.5 | 294.7 | 291.9 | 17.9 | 0
5:00 | 12.3 | 71 | 22.1 | 43.4 | 285.8 | 294.9 | 292.6 | 16.3 | 0
6:00 | 21.1 | 82.3 | 12.9 | 72.5 | 286.4 | 295.1 | 293.1 | 16.7 | 0
7:00 | 30.2 | 94.1 | 0 | 90.2 | 286.8 | 295.4 | 293.5 | 14.7 | 0
8:00 | 39.2 | 107.3 | 0 | 107.5 | 287.6 | 297 | 294.9 | 0 | 0
9:00 | 47.4 | 122.8 | 0 | 130 | 288.7 | 297.1 | 295.5 | 0 | 0
10:00 | 54.2 | 142.4 | 0 | 152.9 | 289.7 | 297.1 | 296.3 | 0 | 0
11:00 | 58.1 | 166.6 | 0 | 166.1 | 290.7 | 297.5 | 296.8 | 0 | 0
noon | 58.1 | -166.6 | 0 | 174.3 | 291.7 | 297.6 | 297.4 | 0 | 0
13:00 | 54.2 | -142.4 | 0 | 161.4 | 292.5 | 297.4 | 297.6 | 0 | 0
14:00 | 47.4 | -122.8 | 0 | 145.3 | 292.9 | 297.4 | 297.5 | 0 | 0
15:00 | 39.2 | -107.3 | 0 | 120.5 | 293 | 297.5 | 297 | 0 | 0
16:00 | 30.2 | -94.1 | 0 | 114.7 | 292.8 | 297.4 | 297 | 0 | 0
17:00 | 21.1 | -82.3 | 18.9 | 91.1 | 292.4 | 297.4 | 296.7 | 0 | 0
18:00 | 12.3 | -71 | 59.5 | 68.5 | 291.5 | 297.4 | 296.7 | 0 | 0
19:00 | 4 | -59.7 | 57.7 | 35.1 | 290.4 | 297.4 | 296 | 0 | 0
20:00 | -3.3 | -47.8 | 0 | 0 | 289.3 | 296.9 | 294.6 | 0 | 0
21:00 | -9.3 | -35.1 | 0 | 0 | 288.4 | 297 | 294.3 | 0 | 0
22:00 | -13.7 | -21.5 | 0 | 0 | 287.5 | 297 | 293.8 | 0.1 | 0
23:00 | -15.9 | -7.2 | 0 | 0 | 286.8 | 296.8 | 293.7 | 0 | 0
August
| solar | solar | direct | diffuse | outdoor | indoor | window | heating | blinds
| altitude | azimuth | radiation | radiation | temp. | temp. | temp. | load | closed
| (degrees) | (degrees) | (W-h/m2) | (W-h/m2) | (K) | (K) | (K) | (W-h/m2) | (% time)
midnight | -23.7 | 7.9 | 0 | 0 | 286.4 | 295 | 292.2 | 13.3 | 0
1:00 | -21.3 | 23.5 | 0 | 0 | 286 | 294.8 | 291.9 | 14.5 | 0
2:00 | -16.6 | 38.1 | 0 | 0 | 285.9 | 294.7 | 291.8 | 16.1 | 0
3:00 | -10.1 | 51.6 | 0 | 0 | 285.4 | 294.6 | 291.6 | 17.2 | 0
4:00 | -2.4 | 64.1 | 0 | 0 | 285.1 | 294.5 | 291.4 | 19.5 | 0
5:00 | 6 | 75.9 | 12.7 | 19 | 285.3 | 294.5 | 291.7 | 18.6 | 0
6:00 | 15.1 | 87.6 | 5.8 | 45.6 | 285.9 | 294.6 | 292.2 | 17.6 | 0
7:00 | 24.2 | 99.7 | 0 | 76 | 286.5 | 295 | 292.9 | 17.7 | 0
8:00 | 32.9 | 113.1 | 0 | 96.4 | 287.3 | 297 | 294.6 | 0 | 0
9:00 | 40.7 | 128.5 | 0 | 119 | 288.2 | 297.1 | 295.2 | 0 | 0
10:00 | 46.9 | 146.9 | 0 | 144.3 | 289.3 | 296.9 | 296 | 0 | 0
11:00 | 50.3 | 168.5 | 0 | 156.9 | 290.4 | 297.1 | 296.3 | 0 | 0
noon | 50.3 | -168.5 | 0 | 169.1 | 291.3 | 297.2 | 297 | 0 | 0
13:00 | 46.9 | -146.9 | 0 | 150.2 | 292 | 297.6 | 297.1 | 0 | 0
14:00 | 40.7 | -128.5 | 0 | 130.8 | 292.5 | 297.2 | 297.1 | 0 | 0
15:00 | 32.9 | -113.1 | 0 | 103.7 | 292.6 | 297.3 | 296.9 | 0 | 0
16:00 | 24.2 | -99.7 | 0 | 76.7 | 292.2 | 297.3 | 296.6 | 0 | 0
17:00 | 15.1 | -87.6 | 6.3 | 56.4 | 291.7 | 297.3 | 296 | 0 | 0
18:00 | 6 | -75.9 | 24.9 | 35.1 | 290.9 | 297.4 | 295.6 | 0 | 0
19:00 | -2.4 | -64.1 | 0 | 6 | 289.9 | 297.1 | 294.8 | 0 | 0
20:00 | -10.1 | -51.6 | 0 | 0 | 289 | 297 | 294.5 | 0 | 0
21:00 | -16.6 | -38.1 | 0 | 0 | 288.1 | 297.2 | 294.1 | 0 | 0
22:00 | -21.3 | -23.5 | 0 | 0 | 287.3 | 296.8 | 293.6 | 0 | 0
23:00 | -23.7 | -7.9 | 0 | 0 | 286.6 | 296.7 | 293.4 | 0 | 0
September
| solar | solar | direct | diffuse | outdoor | indoor | window | heating | blinds
| altitude | azimuth | radiation | radiation | temp. | temp. | temp. | load | closed
| (degrees) | (degrees) | (W-h/m2) | (W-h/m2) | (K) | (K) | (K) | (W-h/m2) | (% time)
midnight | -35.1 | 9.1 | 0 | 0 | 284.9 | 295.2 | 291.8 | 42 | 0
1:00 | -32.3 | 26.9 | 0 | 0 | 284.8 | 295 | 291.6 | 41.9 | 0
2:00 | -27.1 | 43.1 | 0 | 0 | 284.5 | 294.8 | 291.4 | 41.3 | 0
3:00 | -20 | 57.5 | 0 | 0 | 284.3 | 294.7 | 291.3 | 40.7 | 0
4:00 | -11.8 | 70.6 | 0 | 0 | 284.1 | 294.6 | 291.2 | 41.5 | 0
5:00 | -3 | 82.8 | 0 | 0.3 | 284 | 294.5 | 291.1 | 43.6 | 0
6:00 | 6 | 94.7 | 0 | 19.9 | 284.3 | 294.5 | 291.3 | 41.6 | 0
7:00 | 15 | 107 | 0 | 44.4 | 284.7 | 294.6 | 291.8 | 36.8 | 0
8:00 | 23.3 | 120.2 | 0 | 67.9 | 285.4 | 297.1 | 293.4 | 0.4 | 0
9:00 | 30.6 | 135 | 0 | 89.9 | 286.1 | 296.7 | 294.1 | 0.6 | 0
10:00 | 36 | 151.7 | 0 | 104.9 | 286.8 | 296.9 | 294.6 | 0.3 | 0
11:00 | 39 | 170.3 | 0 | 105.9 | 287.6 | 296.8 | 295 | 0.2 | 0
noon | 39 | -170.3 | 0 | 104.9 | 288.3 | 296.9 | 295.2 | 0.1 | 0
13:00 | 36 | -151.7 | 0 | 101.4 | 288.9 | 297 | 295.3 | 0.2 | 0
14:00 | 30.6 | -135 | 0 | 92.6 | 289.4 | 296.8 | 295.4 | 0.2 | 0
15:00 | 23.3 | -120.2 | 0 | 73.2 | 289.5 | 296.9 | 295.4 | 0.1 | 0
16:00 | 15 | -107 | 0 | 44.6 | 289.3 | 297.1 | 294.9 | 0.1 | 0
17:00 | 6 | -94.7 | 0 | 23.9 | 288.6 | 296.8 | 294.4 | 0.1 | 0
18:00 | -3 | -82.8 | 0 | 2.4 | 287.8 | 296.9 | 294 | 0.2 | 0
19:00 | -11.8 | -70.6 | 0 | 0 | 287.1 | 296.7 | 293.7 | 0.6 | 0
20:00 | -20 | -57.5 | 0 | 0 | 286.5 | 297 | 293.3 | 0.4 | 0
21:00 | -27.1 | -43.1 | 0 | 0 | 285.9 | 296.4 | 293.2 | 0.9 | 0
22:00 | -32.3 | -26.9 | 0 | 0 | 285.3 | 296.9 | 293 | 0.4 | 0
23:00 | -35.1 | -9.1 | 0 | 0 | 285 | 296.4 | 293.1 | 1 | 0
October
| solar | solar | direct | diffuse | outdoor | indoor | window | heating | blinds
| altitude | azimuth | radiation | radiation | temp. | temp. | temp. | load | closed
| (degrees) | (degrees) | (W-h/m2) | (W-h/m2) | (K) | (K) | (K) | (W-h/m2) | (% time)
midnight | -47 | 10.8 | 0 | 0 | 282.1 | 294.3 | 290.3 | 57 | 0
1:00 | -43.7 | 31.4 | 0 | 0 | 282.1 | 294.3 | 290.3 | 56 | 0
2:00 | -37.8 | 49.3 | 0 | 0 | 282 | 294.2 | 290.2 | 57.4 | 0
3:00 | -30.1 | 64.6 | 0 | 0 | 281.8 | 294.2 | 290.1 | 58.3 | 0
4:00 | -21.5 | 78 | 0 | 0 | 281.8 | 294.1 | 290.1 | 59.8 | 0
5:00 | -12.4 | 90.2 | 0 | 0 | 281.7 | 294.1 | 290 | 64.6 | 0
6:00 | -3.4 | 102 | 0 | 0.8 | 281.8 | 294.1 | 290.1 | 65.3 | 0
7:00 | 5.2 | 114 | 0 | 16.8 | 282.2 | 294.1 | 290.4 | 64.2 | 0
8:00 | 13 | 126.6 | 0 | 37.6 | 282.6 | 296.3 | 291.5 | 0.6 | 0
9:00 | 19.7 | 140.4 | 0 | 61.3 | 283.3 | 295.6 | 292.9 | 1.2 | 0
10:00 | 24.5 | 155.5 | 0 | 70.4 | 283.9 | 296.2 | 292.8 | 0.6 | 0
11:00 | 27.1 | 171.7 | 0 | 81.3 | 284.6 | 295.9 | 293.2 | 0.8 | 0
noon | 27.1 | -171.7 | 0 | 79 | 285.1 | 296.1 | 293.4 | 0.8 | 0
13:00 | 24.5 | -155.5 | 0 | 65.6 | 285.4 | 296 | 293.4 | 0.7 | 0
14:00 | 19.7 | -140.4 | 0 | 49.7 | 285.5 | 296.1 | 293.1 | 0.7 | 0
15:00 | 13 | -126.6 | 0 | 33.4 | 285.3 | 295.7 | 293.2 | 0.6 | 0
16:00 | 5.2 | -114 | 0 | 14.6 | 284.7 | 296.1 | 292.5 | 0.4 | 0
17:00 | -3.4 | -102 | 0 | 0.4 | 284.1 | 295.9 | 292.3 | 0.9 | 0
18:00 | -12.4 | -90.2 | 0 | 0 | 283.5 | 296.2 | 291.6 | 0.8 | 0
19:00 | -21.5 | -78 | 0 | 0 | 283.1 | 296.1 | 291.9 | 0.8 | 0
20:00 | -30.1 | -64.6 | 0 | 0 | 282.8 | 296.1 | 291.7 | 0.8 | 0
21:00 | -37.8 | -49.3 | 0 | 0 | 282.5 | 296 | 291.7 | 0.8 | 0
22:00 | -43.7 | -31.4 | 0 | 0 | 282.4 | 296 | 291.5 | 0.8 | 0
23:00 | -47 | -10.8 | 0 | 0 | 282.2 | 296 | 291.5 | 0.7 | 0
November
| solar | solar | direct | diffuse | outdoor | indoor | window | heating | blinds
| altitude | azimuth | radiation | radiation | temp. | temp. | temp. | load | closed
| (degrees) | (degrees) | (W-h/m2) | (W-h/m2) | (K) | (K) | (K) | (W-h/m2) | (% time)
midnight | -56.2 | 12.8 | 0 | 0 | 278.9 | 294.1 | 289.1 | 102.3 | 0
1:00 | -52.4 | 36.3 | 0 | 0 | 278.8 | 294.1 | 289.1 | 103.1 | 0
2:00 | -45.8 | 55.6 | 0 | 0 | 278.6 | 294.1 | 289.1 | 109.2 | 0
3:00 | -37.7 | 71.1 | 0 | 0 | 278.5 | 294.1 | 289 | 105.6 | 0
4:00 | -28.8 | 84.3 | 0 | 0 | 278.4 | 294.1 | 289 | 101.5 | 0
5:00 | -19.7 | 96.2 | 0 | 0 | 278.4 | 294.1 | 289 | 105 | 0
6:00 | -10.7 | 107.7 | 0 | 0 | 278.3 | 294.1 | 289 | 105.3 | 0
7:00 | -2.4 | 119.2 | 0 | 1 | 278.2 | 294.1 | 288.9 | 105.9 | 0
8:00 | 5 | 131.2 | 0 | 16 | 278.4 | 295.8 | 289.4 | 1.6 | 0
9:00 | 11.1 | 144.1 | 0 | 30.1 | 278.8 | 296 | 291 | 1.9 | 0
10:00 | 15.5 | 157.9 | 0 | 45.9 | 279.2 | 295.9 | 290.9 | 2.2 | 0
11:00 | 17.8 | 172.5 | 0 | 57.8 | 279.7 | 295.9 | 291.4 | 2.2 | 0
noon | 17.8 | -172.5 | 0 | 55.3 | 280.1 | 295.8 | 291.2 | 1.5 | 0
13:00 | 15.5 | -157.9 | 0 | 47.3 | 280.3 | 295.9 | 291.5 | 1.8 | 0
14:00 | 11.1 | -144.1 | 0 | 30.2 | 280.4 | 296 | 290.9 | 1.8 | 0
15:00 | 5 | -131.2 | 0 | 12.9 | 280.2 | 296 | 291.1 | 1.7 | 0
16:00 | -2.4 | -119.2 | 0 | 0 | 280 | 295.6 | 290.8 | 2 | 0
17:00 | -10.7 | -107.7 | 0 | 0 | 279.7 | 296.1 | 290.6 | 1.5 | 0
18:00 | -19.7 | -96.2 | 0 | 0 | 279.6 | 295.8 | 290.7 | 1.9 | 0
19:00 | -28.8 | -84.3 | 0 | 0 | 279.4 | 295.9 | 290.5 | 1.8 | 0
20:00 | -37.7 | -71.1 | 0 | 0 | 279.4 | 296 | 290.6 | 1.9 | 0
21:00 | -45.8 | -55.6 | 0 | 0 | 279.2 | 295.8 | 290.6 | 2.3 | 0
22:00 | -52.4 | -36.3 | 0 | 0 | 279 | 296 | 290.2 | 1.8 | 0
23:00 | -56.2 | -12.8 | 0 | 0 | 278.8 | 296.1 | 290.3 | 1.7 | 0
December
| solar | solar | direct | diffuse | outdoor | indoor | window | heating | blinds
| altitude | azimuth | radiation | radiation | temp. | temp. | temp. | load | closed
| (degrees) | (degrees) | (W-h/m2) | (W-h/m2) | (K) | (K) | (K) | (W-h/m2) | (% time)
midnight | -60.2 | 13.9 | 0 | 0 | 276.9 | 294.1 | 288.5 | 107.1 | 0
1:00 | -56.1 | 39.1 | 0 | 0 | 276.8 | 294.1 | 288.5 | 111 | 0
2:00 | -49.2 | 58.9 | 0 | 0 | 276.8 | 294.1 | 288.5 | 111.3 | 0
3:00 | -40.9 | 74.4 | 0 | 0 | 276.8 | 294.1 | 288.5 | 111.3 | 0
4:00 | -31.9 | 87.4 | 0 | 0 | 276.9 | 294.1 | 288.5 | 108.7 | 0
5:00 | -22.8 | 99.1 | 0 | 0 | 277 | 294.1 | 288.5 | 111.7 | 0
6:00 | -14 | 110.2 | 0 | 0 | 276.9 | 294.1 | 288.5 | 108.9 | 0
7:00 | -5.8 | 121.5 | 0 | 0 | 276.9 | 294.1 | 288.5 | 106.1 | 0
8:00 | 1.4 | 133.2 | 0 | 1.8 | 277.1 | 295.7 | 288.9 | 1.8 | 0
9:00 | 7.3 | 145.7 | 0 | 14.9 | 277.3 | 296.8 | 290.1 | 2 | 0
10:00 | 11.6 | 158.9 | 0 | 28.6 | 277.7 | 295.7 | 290.2 | 3.7 | 0
11:00 | 13.8 | 172.9 | 0 | 36.8 | 277.9 | 295.9 | 290.5 | 2.1 | 0
noon | 13.8 | -172.9 | 0 | 37.9 | 278.2 | 295.9 | 290.4 | 2.9 | 0
13:00 | 11.6 | -158.9 | 0 | 29 | 278.4 | 295.9 | 290.6 | 1.9 | 0
14:00 | 7.3 | -145.7 | 0 | 18.1 | 278.3 | 295.9 | 290.2 | 2.5 | 0
15:00 | 1.4 | -133.2 | 0 | 4.7 | 278.2 | 295.9 | 290.2 | 1.9 | 0
16:00 | -5.8 | -121.5 | 0 | 0 | 277.8 | 295.8 | 290.1 | 2.4 | 0
17:00 | -14 | -110.2 | 0 | 0 | 277.7 | 295.7 | 290.1 | 2.5 | 0
18:00 | -22.8 | -99.1 | 0 | 0 | 277.5 | 295.9 | 289.9 | 2.3 | 0
19:00 | -31.9 | -87.4 | 0 | 0 | 277.5 | 296 | 289.9 | 2.1 | 0
20:00 | -40.9 | -74.4 | 0 | 0 | 277.3 | 295.7 | 289.7 | 2.5 | 0
21:00 | -49.2 | -58.9 | 0 | 0 | 277.1 | 296 | 289.7 | 1.9 | 0
22:00 | -56.1 | -39.1 | 0 | 0 | 277.1 | 295.3 | 290 | 2.8 | 0
23:00 | -60.2 | -13.9 | 0 | 0 | 277 | 296.1 | 289.5 | 2 | 0

## Sheet17
Scenario One (blue)
Tue Dec 03 2019 23:07:46 GMT+0000 (Greenwich Mean Time)
Setup Information:
Building
Location | UK - London
Building length, side A | N/A
Building length, side B | N/A
Simulation Type
Simulation Type | one_sided
Window Description
Typology | dgu_nb
Glazing Type | clear
Window Area | 17%
Wall Description
Insulation R-Value | 99999999.9 m2-K/W
Occupancy
Type | Low-rise Residential
Occupancy Load | 0.000 people per m2
Lighting Requirements | 400 lux
Equipment Load | 0.00 W/m2
Room Ventilation
Air Change Rate per Occupant | 15.0 liters / sec per person
Total Air Change Rate | 0.0 roomfuls per hour
Lighting Control
Lighting Control | lights do not respond to daylight: all lights fully on while building is occupied
Representative Room
Orientation | north
Room Depth | 27 m
Room Width | 5 m
Room Height | 2.2 m
Thermal Mass
Thermal Mass | none
Overhang
Overhang Depth | 0 m
Roof
Roof Type | adiabatic roof
Simulation Results:
Primary Energy Use and CO2 Emissions
| heating | cooling | lighting | total | CO2
| energy | energy | energy | energy | emissions
| (kWh/m2) | (kWh/m2) | (kWh/m2) | (kWh/m2) | (kg/m2)
January | 33.9 | 0 | 7.3 | 41.2 | 8.2
February | 28.2 | 0 | 6.6 | 34.8 | 7
March | 32.1 | 0 | 7.3 | 39.4 | 7.9
April | 25.7 | 0 | 7.1 | 32.8 | 6.6
May | 18.7 | 0 | 7.3 | 26 | 5.2
June | 9.3 | 0 | 7.1 | 16.4 | 3.3
July | 4.2 | 0 | 7.3 | 11.5 | 2.3
August | 4.1 | 0 | 7.3 | 11.4 | 2.3
September | 10 | 0 | 7.1 | 17.1 | 3.4
October | 15.3 | 0 | 7.3 | 22.6 | 4.5
November | 26 | 0 | 7.1 | 33.1 | 6.6
December | 28.3 | 0 | 7.3 | 35.6 | 7.1
Total | 235.8 | 0 | 86.1 | 321.9 | 64.4 | yearly energy
January
| solar | solar | direct | diffuse | outdoor | indoor | window | heating | blinds
| altitude | azimuth | radiation | radiation | temp. | temp. | temp. | load | closed
| (degrees) | (degrees) | (W-h/m2) | (W-h/m2) | (K) | (K) | (K) | (W-h/m2) | (% time)
midnight | -58.1 | 13.3 | 0 | 0 | 275.9 | 294.1 | 288.2 | 134.6 | 0
1:00 | -54.2 | 37.6 | 0 | 0 | 275.8 | 294.1 | 288.2 | 133.9 | 0
2:00 | -47.5 | 57.1 | 0 | 0 | 275.8 | 294.1 | 288.2 | 132.4 | 0
3:00 | -39.2 | 72.7 | 0 | 0 | 275.7 | 294.1 | 288.1 | 128.2 | 0
4:00 | -30.2 | 85.8 | 0 | 0 | 275.6 | 294.1 | 288.1 | 130.9 | 0
5:00 | -21.1 | 97.6 | 0 | 0 | 275.6 | 294.1 | 288.1 | 130.8 | 0
6:00 | -12.3 | 108.9 | 0 | 0 | 275.5 | 294.1 | 288.1 | 128.4 | 0
7:00 | -4 | 120.3 | 0 | 0 | 275.5 | 294.1 | 288.1 | 127.3 | 0
8:00 | 3.3 | 132.2 | 0 | 5.1 | 275.7 | 295.6 | 288.3 | 2.3 | 0
9:00 | 9.3 | 144.9 | 0 | 20.2 | 276.1 | 296.7 | 289.7 | 2.4 | 0
10:00 | 13.6 | 158.4 | 0 | 34.6 | 276.5 | 295.2 | 290.2 | 3.9 | 0
11:00 | 15.9 | 172.7 | 0 | 40.5 | 276.7 | 296.2 | 290 | 2.2 | 0
noon | 15.9 | -172.7 | 0 | 42.7 | 277.2 | 295.6 | 290.4 | 3.3 | 0
13:00 | 13.6 | -158.4 | 0 | 38.1 | 277.6 | 295.8 | 290.3 | 2.5 | 0
14:00 | 9.3 | -144.9 | 0 | 26.7 | 277.5 | 295.9 | 290.2 | 2.7 | 0
15:00 | 3.3 | -132.2 | 0 | 13.2 | 277.3 | 295.6 | 290 | 3 | 0
16:00 | -4 | -120.3 | 0 | 0.6 | 277 | 296 | 289.5 | 2.6 | 0
17:00 | -12.3 | -108.9 | 0 | 0 | 276.8 | 295.6 | 289.8 | 3.6 | 0
18:00 | -21.1 | -97.6 | 0 | 0 | 276.5 | 295.9 | 289.5 | 3.3 | 0
19:00 | -30.2 | -85.8 | 0 | 0 | 276.3 | 296.3 | 289.6 | 3 | 0
20:00 | -39.2 | -72.7 | 0 | 0 | 276.1 | 295.4 | 289.8 | 3.5 | 0
21:00 | -47.5 | -57.1 | 0 | 0 | 276.1 | 296 | 289.3 | 3.1 | 0
22:00 | -54.2 | -37.6 | 0 | 0 | 276 | 296.1 | 289.5 | 3.2 | 0
23:00 | -58.1 | -13.3 | 0 | 0 | 275.9 | 295.7 | 289.5 | 3.6 | 0
February
| solar | solar | direct | diffuse | outdoor | indoor | window | heating | blinds
| altitude | azimuth | radiation | radiation | temp. | temp. | temp. | load | closed
| (degrees) | (degrees) | (W-h/m2) | (W-h/m2) | (K) | (K) | (K) | (W-h/m2) | (% time)
midnight | -50.4 | 11.4 | 0 | 0 | 275.4 | 294.1 | 288 | 114.9 | 0
1:00 | -46.9 | 33 | 0 | 0 | 275.3 | 294.1 | 288 | 109.3 | 0
2:00 | -40.8 | 51.4 | 0 | 0 | 275.2 | 294.1 | 288 | 113.5 | 0
3:00 | -32.9 | 66.9 | 0 | 0 | 275.2 | 294.1 | 288 | 120.1 | 0
4:00 | -24.2 | 80.2 | 0 | 0 | 275.2 | 294.1 | 288 | 122.1 | 0
5:00 | -15.1 | 92.3 | 0 | 0 | 275.1 | 294.1 | 287.9 | 126.7 | 0
6:00 | -6.1 | 104 | 0 | 0 | 275.1 | 294.1 | 287.9 | 126.5 | 0
7:00 | 2.4 | 115.9 | 0 | 2.3 | 275.1 | 294.1 | 288 | 130.2 | 0
8:00 | 10.1 | 128.3 | 0 | 20.6 | 275.5 | 295.7 | 288.5 | 2.4 | 0
9:00 | 16.5 | 141.8 | 0 | 40.4 | 276.1 | 295.9 | 290.2 | 3 | 0
10:00 | 21.2 | 156.4 | 0 | 55.1 | 276.7 | 296 | 290 | 3 | 0
11:00 | 23.7 | 172 | 0 | 60.6 | 277.3 | 296.2 | 290.6 | 2.9 | 0
noon | 23.7 | -172 | 0 | 65.1 | 277.9 | 295.7 | 290.9 | 3 | 0
13:00 | 21.2 | -156.4 | 0 | 57 | 278.4 | 296 | 290.8 | 2.2 | 0
14:00 | 16.5 | -141.8 | 0 | 53.5 | 278.5 | 295.7 | 290.9 | 2.6 | 0
15:00 | 10.1 | -128.3 | 0 | 36 | 278.3 | 295.9 | 290.5 | 2.7 | 0
16:00 | 2.4 | -115.9 | 0 | 14.5 | 277.7 | 295.5 | 290.2 | 2.6 | 0
17:00 | -6.1 | -104 | 0 | 0.3 | 277.1 | 295.9 | 289.7 | 2.6 | 0
18:00 | -15.1 | -92.3 | 0 | 0 | 276.7 | 295.9 | 289.6 | 2.5 | 0
19:00 | -24.2 | -80.2 | 0 | 0 | 276.3 | 295.8 | 289.6 | 3.3 | 0
20:00 | -32.9 | -66.9 | 0 | 0 | 276 | 296 | 289.5 | 3.2 | 0
21:00 | -40.8 | -51.4 | 0 | 0 | 275.7 | 295.9 | 289.5 | 2.8 | 0
22:00 | -46.9 | -33 | 0 | 0 | 275.5 | 296 | 289.3 | 2.7 | 0
23:00 | -50.4 | -11.4 | 0 | 0 | 275.4 | 295.8 | 289.4 | 2.8 | 0
March
| solar | solar | direct | diffuse | outdoor | indoor | window | heating | blinds
| altitude | azimuth | radiation | radiation | temp. | temp. | temp. | load | closed
| (degrees) | (degrees) | (W-h/m2) | (W-h/m2) | (K) | (K) | (K) | (W-h/m2) | (% time)
midnight | -39 | 9.6 | 0 | 0 | 276.9 | 294.1 | 288.5 | 126.8 | 0
1:00 | -36 | 28.2 | 0 | 0 | 276.8 | 294.1 | 288.5 | 130.7 | 0
2:00 | -30.6 | 45 | 0 | 0 | 276.7 | 294.1 | 288.4 | 134.9 | 0
3:00 | -23.4 | 59.7 | 0 | 0 | 276.5 | 294.1 | 288.4 | 127.4 | 0
4:00 | -15 | 72.9 | 0 | 0 | 276.3 | 294.1 | 288.3 | 128.6 | 0
5:00 | -6.1 | 85.2 | 0 | 0 | 276.4 | 294.1 | 288.3 | 123.4 | 0
6:00 | 2.9 | 97.1 | 0 | 4.1 | 276.6 | 294.1 | 288.4 | 115.9 | 0
7:00 | 11.8 | 109.3 | 0 | 24.9 | 276.9 | 294.1 | 288.8 | 112.7 | 0
8:00 | 20 | 122.4 | 0 | 48.1 | 277.4 | 296.1 | 289.6 | 1.8 | 0
9:00 | 27 | 136.9 | 0 | 66.7 | 278 | 295.3 | 291.1 | 2.4 | 0
10:00 | 32.2 | 153.1 | 0 | 85.8 | 278.8 | 295.8 | 291.4 | 2 | 0
11:00 | 35.1 | 170.8 | 0 | 100 | 279.8 | 295.9 | 291.8 | 1.8 | 0
noon | 35.1 | -170.8 | 0 | 101.7 | 280.5 | 295.6 | 292.1 | 2 | 0
13:00 | 32.2 | -153.1 | 0 | 93 | 281.2 | 295.7 | 292.3 | 1.4 | 0
14:00 | 27 | -136.9 | 0 | 79.8 | 281.5 | 295.7 | 292.1 | 1.6 | 0
15:00 | 20 | -122.4 | 0 | 58.9 | 281.4 | 296.2 | 291.9 | 1.7 | 0
16:00 | 11.8 | -109.3 | 0 | 34.5 | 280.9 | 296.1 | 291.2 | 2.2 | 0
17:00 | 2.9 | -97.1 | 0 | 15.4 | 280.1 | 295.6 | 290.8 | 2.2 | 0
18:00 | -6.1 | -85.2 | 0 | 0 | 279.4 | 295.9 | 290.4 | 1.8 | 0
19:00 | -15 | -72.9 | 0 | 0 | 278.7 | 295.9 | 290.3 | 2.3 | 0
20:00 | -23.4 | -59.7 | 0 | 0 | 278.2 | 295.7 | 290.1 | 3.2 | 0
21:00 | -30.6 | -45 | 0 | 0 | 277.8 | 295.9 | 289.9 | 3.2 | 0
22:00 | -36 | -28.2 | 0 | 0 | 277.3 | 295.5 | 290 | 3.4 | 0
23:00 | -39 | -9.6 | 0 | 0 | 277.1 | 295.9 | 289.5 | 3.4 | 0
April
| solar | solar | direct | diffuse | outdoor | indoor | window | heating | blinds
| altitude | azimuth | radiation | radiation | temp. | temp. | temp. | load | closed
| (degrees) | (degrees) | (W-h/m2) | (W-h/m2) | (K) | (K) | (K) | (W-h/m2) | (% time)
midnight | -27.1 | 8.3 | 0 | 0 | 278.5 | 294.1 | 289 | 104 | 0
1:00 | -24.5 | 24.4 | 0 | 0 | 278.2 | 294.1 | 288.9 | 102.2 | 0
2:00 | -19.7 | 39.5 | 0 | 0 | 278 | 294.1 | 288.9 | 103.9 | 0
3:00 | -13.1 | 53.3 | 0 | 0 | 277.7 | 294.1 | 288.8 | 105.9 | 0
4:00 | -5.2 | 66 | 0 | 0 | 277.4 | 294.1 | 288.7 | 104.8 | 0
5:00 | 3.4 | 78 | 3 | 8 | 277.6 | 294.1 | 288.8 | 103.7 | 0
6:00 | 12.4 | 89.8 | 0.4 | 33.9 | 278.1 | 294.1 | 289.2 | 107 | 0
7:00 | 21.5 | 102 | 0 | 60.7 | 278.8 | 294.1 | 289.8 | 103.7 | 0
8:00 | 30.1 | 115.3 | 0 | 79.7 | 279.5 | 296.6 | 290.8 | 1.4 | 0
9:00 | 37.7 | 130.6 | 0 | 102.3 | 280.6 | 296 | 291.7 | 2.5 | 0
10:00 | 43.7 | 148.5 | 0 | 121.4 | 281.5 | 296.1 | 292.4 | 1.7 | 0
11:00 | 47 | 169.1 | 0 | 133.9 | 282.5 | 295.7 | 293 | 1.6 | 0
noon | 47 | -169.1 | 0 | 135.6 | 283.5 | 295.8 | 293.4 | 1.1 | 0
13:00 | 43.7 | -148.5 | 0 | 127.4 | 284.2 | 296 | 293.6 | 0.9 | 0
14:00 | 37.7 | -130.6 | 0 | 116.3 | 284.7 | 296.1 | 293.6 | 0.9 | 0
15:00 | 30.1 | -115.3 | 0 | 86.8 | 285 | 296 | 293.2 | 0.8 | 0
16:00 | 21.5 | -102 | 0 | 66.8 | 284.7 | 295.7 | 293.1 | 1 | 0
17:00 | 12.4 | -89.8 | 0.5 | 41.3 | 283.9 | 295.9 | 292.4 | 1 | 0
18:00 | 3.4 | -78 | 12.3 | 16.4 | 283 | 295.8 | 292 | 1.2 | 0
19:00 | -5.2 | -66 | 0 | 0 | 282 | 295.6 | 291.4 | 1.4 | 0
20:00 | -13.1 | -53.3 | 0 | 0 | 281 | 295.9 | 291 | 1.3 | 0
21:00 | -19.7 | -39.5 | 0 | 0 | 280 | 295.9 | 290.8 | 1.7 | 0
22:00 | -24.5 | -24.4 | 0 | 0 | 279.3 | 295.8 | 290.4 | 2 | 0
23:00 | -27.1 | -8.3 | 0 | 0 | 278.6 | 296 | 290.4 | 2.3 | 0
May
| solar | solar | direct | diffuse | outdoor | indoor | window | heating | blinds
| altitude | azimuth | radiation | radiation | temp. | temp. | temp. | load | closed
| (degrees) | (degrees) | (W-h/m2) | (W-h/m2) | (K) | (K) | (K) | (W-h/m2) | (% time)
midnight | -17.9 | 7.4 | 0 | 0 | 281 | 294.1 | 289.8 | 74.5 | 0
1:00 | -15.5 | 22 | 0 | 0 | 280.8 | 294.1 | 289.7 | 75.1 | 0
2:00 | -11.1 | 35.8 | 0 | 0 | 280.5 | 294.1 | 289.7 | 75.6 | 0
3:00 | -5 | 48.7 | 0 | 0 | 280.2 | 294.1 | 289.5 | 74.2 | 0
4:00 | 2.4 | 60.8 | 12.8 | 10.9 | 280.2 | 294.1 | 289.8 | 76.4 | 0
5:00 | 10.7 | 72.3 | 41.5 | 40.6 | 280.5 | 294.1 | 290.5 | 75.8 | 0
6:00 | 19.6 | 83.7 | 18 | 62.9 | 280.9 | 294.1 | 290.6 | 75.9 | 0
7:00 | 28.7 | 95.6 | 0 | 84.8 | 281.8 | 294.1 | 291 | 67.5 | 0
8:00 | 37.6 | 108.8 | 0 | 101.3 | 282.7 | 296.8 | 292.4 | 0.6 | 0
9:00 | 45.8 | 124.4 | 0 | 131.7 | 283.7 | 296.3 | 293.2 | 0.9 | 0
10:00 | 52.4 | 143.6 | 0 | 145.9 | 284.8 | 296.3 | 293.7 | 0.7 | 0
11:00 | 56.2 | 167.2 | 0 | 152.2 | 285.8 | 296.2 | 294.2 | 0.4 | 0
noon | 56.2 | -167.2 | 0 | 145.7 | 286.8 | 296.3 | 294.4 | 0.3 | 0
13:00 | 52.4 | -143.6 | 0 | 137.1 | 287.6 | 296.1 | 294.9 | 0.3 | 0
14:00 | 45.8 | -124.4 | 0 | 134.2 | 288 | 296.3 | 294.9 | 0.4 | 0
15:00 | 37.6 | -108.8 | 0 | 116.3 | 288 | 296.1 | 294.7 | 0.3 | 0
16:00 | 28.7 | -95.6 | 0 | 97.6 | 287.9 | 296.1 | 294.5 | 0.3 | 0
17:00 | 19.6 | -83.7 | 19 | 74.3 | 287.3 | 296.3 | 293.9 | 0.2 | 0
18:00 | 10.7 | -72.3 | 47.9 | 48.7 | 286.3 | 295.9 | 293.8 | 0.3 | 0
19:00 | 2.4 | -60.8 | 25.2 | 18.1 | 285.1 | 296.2 | 292.8 | 0.4 | 0
20:00 | -5 | -48.7 | 0 | 0 | 284 | 296.1 | 292 | 0.5 | 0
21:00 | -11.1 | -35.8 | 0 | 0 | 283.1 | 296.1 | 291.7 | 0.6 | 0
22:00 | -15.5 | -22 | 0 | 0 | 282.3 | 296.1 | 291.4 | 0.8 | 0
23:00 | -17.9 | -7.4 | 0 | 0 | 281.5 | 295.7 | 291.2 | 1 | 0
June
| solar | solar | direct | diffuse | outdoor | indoor | window | heating | blinds
| altitude | azimuth | radiation | radiation | temp. | temp. | temp. | load | closed
| (degrees) | (degrees) | (W-h/m2) | (W-h/m2) | (K) | (K) | (K) | (W-h/m2) | (% time)
midnight | -13.8 | 7 | 0 | 0 | 284.5 | 294.2 | 291 | 41.9 | 0
1:00 | -11.6 | 21 | 0 | 0 | 284.2 | 294.1 | 290.9 | 40.8 | 0
2:00 | -7.3 | 34.3 | 0 | 0 | 283.9 | 294.1 | 290.7 | 37.5 | 0
3:00 | -1.4 | 46.7 | 0 | 0 | 283.6 | 294.1 | 290.6 | 36.4 | 0
4:00 | 5.8 | 58.4 | 47 | 27.4 | 283.7 | 294.2 | 291.6 | 37.9 | 0
5:00 | 14 | 69.7 | 54.6 | 52.4 | 284.2 | 294.3 | 292.1 | 37.9 | 0
6:00 | 22.8 | 80.8 | 26.7 | 76.8 | 284.6 | 294.4 | 292.1 | 38.9 | 0
7:00 | 31.9 | 92.5 | 0 | 90.6 | 285.2 | 294.3 | 292.3 | 37.5 | 0
8:00 | 40.9 | 105.5 | 0 | 104.6 | 286.2 | 296.6 | 293.8 | 0.2 | 0
9:00 | 49.2 | 121 | 0 | 130.5 | 287.2 | 296.3 | 294.6 | 0.3 | 0
10:00 | 56.1 | 140.8 | 0 | 140.9 | 288.1 | 296.6 | 295.1 | 0.1 | 0
11:00 | 60.2 | 166 | 0 | 149.1 | 289.1 | 296.4 | 295.6 | 0.2 | 0
noon | 60.2 | -166 | 0 | 150.4 | 290 | 297 | 296.1 | 0.1 | 0
13:00 | 56.1 | -140.8 | 0 | 149.6 | 290.6 | 297.1 | 296.5 | 0 | 0
14:00 | 49.2 | -121 | 0 | 133.5 | 291 | 296.9 | 296.4 | 0.1 | 0
15:00 | 40.9 | -105.5 | 0 | 111.8 | 291.1 | 297 | 296.3 | 0 | 0
16:00 | 31.9 | -92.5 | 0 | 113.1 | 290.9 | 296.8 | 296 | 0 | 0
17:00 | 22.8 | -80.8 | 25.1 | 93.4 | 290.2 | 296.8 | 295.6 | 0.2 | 0
18:00 | 14 | -69.7 | 50.8 | 67.2 | 289.3 | 296.4 | 295.3 | 0.2 | 0
19:00 | 5.8 | -58.4 | 47.8 | 41 | 288.3 | 296.3 | 294.7 | 0.1 | 0
20:00 | -1.4 | -46.7 | 0 | 0 | 287.4 | 296.3 | 293.6 | 0.3 | 0
21:00 | -7.3 | -34.3 | 0 | 0 | 286.4 | 295.9 | 293.1 | 0.3 | 0
22:00 | -11.6 | -21 | 0 | 0 | 285.7 | 296.2 | 292.8 | 0.4 | 0
23:00 | -13.8 | -7 | 0 | 0 | 284.8 | 295.9 | 292.5 | 0.5 | 0
July
| solar | solar | direct | diffuse | outdoor | indoor | window | heating | blinds
| altitude | azimuth | radiation | radiation | temp. | temp. | temp. | load | closed
| (degrees) | (degrees) | (W-h/m2) | (W-h/m2) | (K) | (K) | (K) | (W-h/m2) | (% time)
midnight | -15.9 | 7.2 | 0 | 0 | 286.4 | 295.4 | 292.5 | 15.3 | 0
1:00 | -13.7 | 21.5 | 0 | 0 | 286.1 | 295.2 | 292.2 | 18.7 | 0
2:00 | -9.3 | 35.1 | 0 | 0 | 285.6 | 294.9 | 291.9 | 18.9 | 0
3:00 | -3.3 | 47.8 | 0 | 0 | 285.3 | 294.8 | 291.7 | 17.3 | 0
4:00 | 4 | 59.7 | 7.4 | 13.9 | 285.5 | 294.7 | 291.9 | 17.9 | 0
5:00 | 12.3 | 71 | 22.1 | 43.4 | 285.8 | 294.8 | 292.5 | 16.3 | 0
6:00 | 21.1 | 82.3 | 12.9 | 72.5 | 286.4 | 295.1 | 293 | 16.7 | 0
7:00 | 30.2 | 94.1 | 0 | 90.2 | 286.8 | 295.3 | 293.5 | 14.7 | 0
8:00 | 39.2 | 107.3 | 0 | 107.5 | 287.6 | 297.1 | 294.9 | 0 | 0
9:00 | 47.4 | 122.8 | 0 | 130 | 288.7 | 297.1 | 295.5 | 0 | 0
10:00 | 54.2 | 142.4 | 0 | 152.9 | 289.7 | 297.2 | 296.3 | 0 | 0
11:00 | 58.1 | 166.6 | 0 | 166.1 | 290.7 | 297.6 | 296.8 | 0 | 0
noon | 58.1 | -166.6 | 0 | 174.3 | 291.7 | 297.7 | 297.5 | 0 | 0
13:00 | 54.2 | -142.4 | 0 | 161.4 | 292.5 | 297.5 | 297.6 | 0 | 0
14:00 | 47.4 | -122.8 | 0 | 145.3 | 292.9 | 297.5 | 297.4 | 0 | 0
15:00 | 39.2 | -107.3 | 0 | 120.5 | 293 | 297.3 | 297.1 | 0 | 0
16:00 | 30.2 | -94.1 | 0 | 114.7 | 292.8 | 297.4 | 297 | 0 | 0
17:00 | 21.1 | -82.3 | 18.9 | 91.1 | 292.4 | 297.3 | 296.8 | 0 | 0
18:00 | 12.3 | -71 | 59.5 | 68.5 | 291.5 | 297.3 | 296.7 | 0 | 0
19:00 | 4 | -59.7 | 57.7 | 35.1 | 290.4 | 297.2 | 296 | 0 | 0
20:00 | -3.3 | -47.8 | 0 | 0 | 289.3 | 297.1 | 294.5 | 0 | 0
21:00 | -9.3 | -35.1 | 0 | 0 | 288.4 | 297 | 294.3 | 0 | 0
22:00 | -13.7 | -21.5 | 0 | 0 | 287.5 | 297.1 | 293.9 | 0 | 0
23:00 | -15.9 | -7.2 | 0 | 0 | 286.8 | 297 | 293.6 | 0 | 0
August
| solar | solar | direct | diffuse | outdoor | indoor | window | heating | blinds
| altitude | azimuth | radiation | radiation | temp. | temp. | temp. | load | closed
| (degrees) | (degrees) | (W-h/m2) | (W-h/m2) | (K) | (K) | (K) | (W-h/m2) | (% time)
midnight | -23.7 | 7.9 | 0 | 0 | 286.4 | 295.1 | 292.2 | 13.2 | 0
1:00 | -21.3 | 23.5 | 0 | 0 | 286 | 294.9 | 292 | 14.5 | 0
2:00 | -16.6 | 38.1 | 0 | 0 | 285.9 | 294.7 | 291.8 | 16.1 | 0
3:00 | -10.1 | 51.6 | 0 | 0 | 285.4 | 294.6 | 291.6 | 17.2 | 0
4:00 | -2.4 | 64.1 | 0 | 0 | 285.1 | 294.5 | 291.4 | 19.5 | 0
5:00 | 6 | 75.9 | 12.7 | 19 | 285.3 | 294.5 | 291.8 | 18.7 | 0
6:00 | 15.1 | 87.6 | 5.8 | 45.6 | 285.9 | 294.6 | 292.2 | 17.6 | 0
7:00 | 24.2 | 99.7 | 0 | 76 | 286.5 | 295 | 292.9 | 17.7 | 0
8:00 | 32.9 | 113.1 | 0 | 96.4 | 287.3 | 297.1 | 294.6 | 0 | 0
9:00 | 40.7 | 128.5 | 0 | 119 | 288.2 | 297 | 295.2 | 0 | 0
10:00 | 46.9 | 146.9 | 0 | 144.3 | 289.3 | 296.9 | 296 | 0 | 0
11:00 | 50.3 | 168.5 | 0 | 156.9 | 290.4 | 297.1 | 296.4 | 0 | 0
noon | 50.3 | -168.5 | 0 | 169.1 | 291.3 | 297.3 | 296.9 | 0 | 0
13:00 | 46.9 | -146.9 | 0 | 150.2 | 292 | 297.4 | 297.1 | 0 | 0
14:00 | 40.7 | -128.5 | 0 | 130.8 | 292.5 | 297.2 | 297.1 | 0 | 0
15:00 | 32.9 | -113.1 | 0 | 103.7 | 292.6 | 297.3 | 296.9 | 0 | 0
16:00 | 24.2 | -99.7 | 0 | 76.7 | 292.2 | 297.2 | 296.6 | 0 | 0
17:00 | 15.1 | -87.6 | 6.3 | 56.4 | 291.7 | 297.3 | 296 | 0 | 0
18:00 | 6 | -75.9 | 24.9 | 35.1 | 290.9 | 297.4 | 295.6 | 0 | 0
19:00 | -2.4 | -64.1 | 0 | 6 | 289.9 | 297.1 | 294.8 | 0 | 0
20:00 | -10.1 | -51.6 | 0 | 0 | 289 | 297 | 294.5 | 0 | 0
21:00 | -16.6 | -38.1 | 0 | 0 | 288.1 | 297 | 294.2 | 0 | 0
22:00 | -21.3 | -23.5 | 0 | 0 | 287.3 | 296.9 | 293.7 | 0 | 0
23:00 | -23.7 | -7.9 | 0 | 0 | 286.6 | 296.8 | 293.3 | 0 | 0
September
| solar | solar | direct | diffuse | outdoor | indoor | window | heating | blinds
| altitude | azimuth | radiation | radiation | temp. | temp. | temp. | load | closed
| (degrees) | (degrees) | (W-h/m2) | (W-h/m2) | (K) | (K) | (K) | (W-h/m2) | (% time)
midnight | -35.1 | 9.1 | 0 | 0 | 284.9 | 295.2 | 291.8 | 41.9 | 0
1:00 | -32.3 | 26.9 | 0 | 0 | 284.8 | 295 | 291.6 | 41.9 | 0
2:00 | -27.1 | 43.1 | 0 | 0 | 284.5 | 294.8 | 291.4 | 41.4 | 0
3:00 | -20 | 57.5 | 0 | 0 | 284.3 | 294.7 | 291.3 | 40.8 | 0
4:00 | -11.8 | 70.6 | 0 | 0 | 284.1 | 294.6 | 291.1 | 41.5 | 0
5:00 | -3 | 82.8 | 0 | 0.3 | 284 | 294.5 | 291.1 | 43.6 | 0
6:00 | 6 | 94.7 | 0 | 19.9 | 284.3 | 294.5 | 291.3 | 41.7 | 0
7:00 | 15 | 107 | 0 | 44.4 | 284.7 | 294.6 | 291.8 | 36.8 | 0
8:00 | 23.3 | 120.2 | 0 | 67.9 | 285.4 | 297.1 | 293.4 | 0.4 | 0
9:00 | 30.6 | 135 | 0 | 89.9 | 286.1 | 296.7 | 294.1 | 0.5 | 0
10:00 | 36 | 151.7 | 0 | 104.9 | 286.8 | 296.8 | 294.7 | 0.3 | 0
11:00 | 39 | 170.3 | 0 | 105.9 | 287.6 | 296.8 | 295 | 0.2 | 0
noon | 39 | -170.3 | 0 | 104.9 | 288.3 | 296.8 | 295.2 | 0 | 0
13:00 | 36 | -151.7 | 0 | 101.4 | 288.9 | 297.1 | 295.3 | 0.1 | 0
14:00 | 30.6 | -135 | 0 | 92.6 | 289.4 | 297.3 | 295.3 | 0.2 | 0
15:00 | 23.3 | -120.2 | 0 | 73.2 | 289.5 | 296.9 | 295.3 | 0.2 | 0
16:00 | 15 | -107 | 0 | 44.6 | 289.3 | 296.8 | 295 | 0 | 0
17:00 | 6 | -94.7 | 0 | 23.9 | 288.6 | 296.8 | 294.4 | 0.1 | 0
18:00 | -3 | -82.8 | 0 | 2.4 | 287.8 | 296.9 | 294 | 0.2 | 0
19:00 | -11.8 | -70.6 | 0 | 0 | 287.1 | 296.9 | 293.7 | 0.5 | 0
20:00 | -20 | -57.5 | 0 | 0 | 286.5 | 296.8 | 293.3 | 0.5 | 0
21:00 | -27.1 | -43.1 | 0 | 0 | 285.9 | 296.7 | 293 | 0.7 | 0
22:00 | -32.3 | -26.9 | 0 | 0 | 285.3 | 296.7 | 293 | 0.5 | 0
23:00 | -35.1 | -9.1 | 0 | 0 | 285 | 296.6 | 293 | 0.9 | 0
October
| solar | solar | direct | diffuse | outdoor | indoor | window | heating | blinds
| altitude | azimuth | radiation | radiation | temp. | temp. | temp. | load | closed
| (degrees) | (degrees) | (W-h/m2) | (W-h/m2) | (K) | (K) | (K) | (W-h/m2) | (% time)
midnight | -47 | 10.8 | 0 | 0 | 282.1 | 294.3 | 290.4 | 56.8 | 0
1:00 | -43.7 | 31.4 | 0 | 0 | 282.1 | 294.3 | 290.3 | 56 | 0
2:00 | -37.8 | 49.3 | 0 | 0 | 282 | 294.2 | 290.2 | 57.5 | 0
3:00 | -30.1 | 64.6 | 0 | 0 | 281.8 | 294.2 | 290.1 | 58.4 | 0
4:00 | -21.5 | 78 | 0 | 0 | 281.8 | 294.1 | 290.1 | 59.8 | 0
5:00 | -12.4 | 90.2 | 0 | 0 | 281.7 | 294.1 | 290 | 64.6 | 0
6:00 | -3.4 | 102 | 0 | 0.8 | 281.8 | 294.1 | 290.1 | 65.3 | 0
7:00 | 5.2 | 114 | 0 | 16.8 | 282.2 | 294.1 | 290.4 | 64.2 | 0
8:00 | 13 | 126.6 | 0 | 37.6 | 282.6 | 296.3 | 291.5 | 0.6 | 0
9:00 | 19.7 | 140.4 | 0 | 61.3 | 283.3 | 295.6 | 292.9 | 1.2 | 0
10:00 | 24.5 | 155.5 | 0 | 70.4 | 283.9 | 296.2 | 292.8 | 0.6 | 0
11:00 | 27.1 | 171.7 | 0 | 81.3 | 284.6 | 296 | 293.2 | 0.8 | 0
noon | 27.1 | -171.7 | 0 | 79 | 285.1 | 296.2 | 293.4 | 0.8 | 0
13:00 | 24.5 | -155.5 | 0 | 65.6 | 285.4 | 296 | 293.4 | 0.7 | 0
14:00 | 19.7 | -140.4 | 0 | 49.7 | 285.5 | 296 | 293.1 | 0.7 | 0
15:00 | 13 | -126.6 | 0 | 33.4 | 285.3 | 295.9 | 293.2 | 0.6 | 0
16:00 | 5.2 | -114 | 0 | 14.6 | 284.7 | 296.2 | 292.5 | 0.4 | 0
17:00 | -3.4 | -102 | 0 | 0.4 | 284.1 | 295.8 | 292.3 | 0.9 | 0
18:00 | -12.4 | -90.2 | 0 | 0 | 283.5 | 296.4 | 291.8 | 0.8 | 0
19:00 | -21.5 | -78 | 0 | 0 | 283.1 | 296 | 292.2 | 0.9 | 0
20:00 | -30.1 | -64.6 | 0 | 0 | 282.8 | 296.2 | 291.7 | 0.7 | 0
21:00 | -37.8 | -49.3 | 0 | 0 | 282.5 | 296 | 291.8 | 0.7 | 0
22:00 | -43.7 | -31.4 | 0 | 0 | 282.4 | 296 | 291.3 | 0.8 | 0
23:00 | -47 | -10.8 | 0 | 0 | 282.2 | 296.4 | 291.5 | 0.8 | 0
November
| solar | solar | direct | diffuse | outdoor | indoor | window | heating | blinds
| altitude | azimuth | radiation | radiation | temp. | temp. | temp. | load | closed
| (degrees) | (degrees) | (W-h/m2) | (W-h/m2) | (K) | (K) | (K) | (W-h/m2) | (% time)
midnight | -56.2 | 12.8 | 0 | 0 | 278.9 | 294.1 | 289.1 | 102.4 | 0
1:00 | -52.4 | 36.3 | 0 | 0 | 278.8 | 294.1 | 289.1 | 103.1 | 0
2:00 | -45.8 | 55.6 | 0 | 0 | 278.6 | 294.1 | 289.1 | 109.2 | 0
3:00 | -37.7 | 71.1 | 0 | 0 | 278.5 | 294.1 | 289 | 105.6 | 0
4:00 | -28.8 | 84.3 | 0 | 0 | 278.4 | 294.1 | 289 | 101.5 | 0
5:00 | -19.7 | 96.2 | 0 | 0 | 278.4 | 294.1 | 289 | 105 | 0
6:00 | -10.7 | 107.7 | 0 | 0 | 278.3 | 294.1 | 289 | 105.4 | 0
7:00 | -2.4 | 119.2 | 0 | 1 | 278.2 | 294.1 | 288.9 | 106 | 0
8:00 | 5 | 131.2 | 0 | 16 | 278.4 | 295.8 | 289.4 | 1.6 | 0
9:00 | 11.1 | 144.1 | 0 | 30.1 | 278.8 | 296 | 291 | 1.9 | 0
10:00 | 15.5 | 157.9 | 0 | 45.9 | 279.2 | 295.9 | 290.9 | 2.2 | 0
11:00 | 17.8 | 172.5 | 0 | 57.8 | 279.7 | 296 | 291.2 | 1.9 | 0
noon | 17.8 | -172.5 | 0 | 55.3 | 280.1 | 295.7 | 291.4 | 1.6 | 0
13:00 | 15.5 | -157.9 | 0 | 47.3 | 280.3 | 295.9 | 291.5 | 1.8 | 0
14:00 | 11.1 | -144.1 | 0 | 30.2 | 280.4 | 295.9 | 291.3 | 1.8 | 0
15:00 | 5 | -131.2 | 0 | 12.9 | 280.2 | 296 | 291 | 1.7 | 0
16:00 | -2.4 | -119.2 | 0 | 0 | 280 | 295.6 | 290.7 | 2 | 0
17:00 | -10.7 | -107.7 | 0 | 0 | 279.7 | 295.9 | 290.5 | 1.5 | 0
18:00 | -19.7 | -96.2 | 0 | 0 | 279.6 | 295.9 | 290.5 | 1.9 | 0
19:00 | -28.8 | -84.3 | 0 | 0 | 279.4 | 295.7 | 290.6 | 1.8 | 0
20:00 | -37.7 | -71.1 | 0 | 0 | 279.4 | 295.8 | 290.4 | 1.7 | 0
21:00 | -45.8 | -55.6 | 0 | 0 | 279.2 | 296.1 | 290.5 | 1.7 | 0
22:00 | -52.4 | -36.3 | 0 | 0 | 279 | 295.9 | 290.6 | 2.3 | 0
23:00 | -56.2 | -12.8 | 0 | 0 | 278.8 | 295.8 | 290.5 | 1.8 | 0
December
| solar | solar | direct | diffuse | outdoor | indoor | window | heating | blinds
| altitude | azimuth | radiation | radiation | temp. | temp. | temp. | load | closed
| (degrees) | (degrees) | (W-h/m2) | (W-h/m2) | (K) | (K) | (K) | (W-h/m2) | (% time)
midnight | -60.2 | 13.9 | 0 | 0 | 276.9 | 294.1 | 288.5 | 107.3 | 0
1:00 | -56.1 | 39.1 | 0 | 0 | 276.8 | 294.1 | 288.5 | 111 | 0
2:00 | -49.2 | 58.9 | 0 | 0 | 276.8 | 294.1 | 288.5 | 111.4 | 0
3:00 | -40.9 | 74.4 | 0 | 0 | 276.8 | 294.1 | 288.5 | 111.4 | 0
4:00 | -31.9 | 87.4 | 0 | 0 | 276.9 | 294.1 | 288.5 | 108.7 | 0
5:00 | -22.8 | 99.1 | 0 | 0 | 277 | 294.1 | 288.5 | 111.8 | 0
6:00 | -14 | 110.2 | 0 | 0 | 276.9 | 294.1 | 288.5 | 108.9 | 0
7:00 | -5.8 | 121.5 | 0 | 0 | 276.9 | 294.1 | 288.5 | 106.1 | 0
8:00 | 1.4 | 133.2 | 0 | 1.8 | 277.1 | 295.6 | 288.9 | 1.9 | 0
9:00 | 7.3 | 145.7 | 0 | 14.9 | 277.3 | 296.7 | 290.1 | 2 | 0
10:00 | 11.6 | 158.9 | 0 | 28.6 | 277.7 | 295.7 | 290.3 | 3.6 | 0
11:00 | 13.8 | 172.9 | 0 | 36.8 | 277.9 | 295.9 | 290.5 | 2.1 | 0
noon | 13.8 | -172.9 | 0 | 37.9 | 278.2 | 295.7 | 290.6 | 3 | 0
13:00 | 11.6 | -158.9 | 0 | 29 | 278.4 | 296 | 290.6 | 1.9 | 0
14:00 | 7.3 | -145.7 | 0 | 18.1 | 278.3 | 296.1 | 290.5 | 2.2 | 0
15:00 | 1.4 | -133.2 | 0 | 4.7 | 278.2 | 295.8 | 290.3 | 2.2 | 0
16:00 | -5.8 | -121.5 | 0 | 0 | 277.8 | 296 | 290 | 2.3 | 0
17:00 | -14 | -110.2 | 0 | 0 | 277.7 | 295.4 | 290.1 | 2.8 | 0
18:00 | -22.8 | -99.1 | 0 | 0 | 277.5 | 295.8 | 289.6 | 2.3 | 0
19:00 | -31.9 | -87.4 | 0 | 0 | 277.5 | 296.3 | 289.9 | 2 | 0
20:00 | -40.9 | -74.4 | 0 | 0 | 277.3 | 295.5 | 290.1 | 2.6 | 0
21:00 | -49.2 | -58.9 | 0 | 0 | 277.1 | 296.2 | 289.5 | 2 | 0
22:00 | -56.1 | -39.1 | 0 | 0 | 277.1 | 295.8 | 290 | 2.2 | 0
23:00 | -60.2 | -13.9 | 0 | 0 | 277 | 295.7 | 289.9 | 2.7 | 0

## Sheet18
Scenario Two (yellow)
Tue Dec 03 2019 23:07:48 GMT+0000 (Greenwich Mean Time)
Setup Information:
Building
Location | UK - London
Building length, side A | N/A
Building length, side B | N/A
Simulation Type
Simulation Type | one_sided
Window Description
Typology | dgu_nb
Glazing Type | clear
Window Area | 18%
Wall Description
Insulation R-Value | 99999999.9 m2-K/W
Occupancy
Type | Low-rise Residential
Occupancy Load | 0.000 people per m2
Lighting Requirements | 400 lux
Equipment Load | 0.00 W/m2
Room Ventilation
Air Change Rate per Occupant | 15.0 liters / sec per person
Total Air Change Rate | 0.0 roomfuls per hour
Lighting Control
Lighting Control | lights do not respond to daylight: all lights fully on while building is occupied
Representative Room
Orientation | north
Room Depth | 27 m
Room Width | 5 m
Room Height | 2.2 m
Thermal Mass
Thermal Mass | none
Overhang
Overhang Depth | 0 m
Roof
Roof Type | adiabatic roof
Simulation Results:
Primary Energy Use and CO2 Emissions
| heating | cooling | lighting | total | CO2
| energy | energy | energy | energy | emissions
| (kWh/m2) | (kWh/m2) | (kWh/m2) | (kWh/m2) | (kg/m2)
January | 33.9 | 0 | 7.3 | 41.2 | 8.2
February | 28.2 | 0 | 6.6 | 34.8 | 7
March | 32.1 | 0 | 7.3 | 39.4 | 7.9
April | 25.8 | 0 | 7.1 | 32.9 | 6.6
May | 18.7 | 0 | 7.3 | 26 | 5.2
June | 9.4 | 0 | 7.1 | 16.5 | 3.3
July | 4.2 | 0 | 7.3 | 11.5 | 2.3
August | 4.2 | 0 | 7.3 | 11.5 | 2.3
September | 10 | 0 | 7.1 | 17.1 | 3.4
October | 15.3 | 0 | 7.3 | 22.6 | 4.5
November | 26 | 0 | 7.1 | 33.1 | 6.6
December | 28.3 | 0 | 7.3 | 35.6 | 7.1
Total | 236.1 | 0 | 86.1 | 322.2 | 64.4 | yearly energy
January
| solar | solar | direct | diffuse | outdoor | indoor | window | heating | blinds
| altitude | azimuth | radiation | radiation | temp. | temp. | temp. | load | closed
| (degrees) | (degrees) | (W-h/m2) | (W-h/m2) | (K) | (K) | (K) | (W-h/m2) | (% time)
midnight | -58.1 | 13.3 | 0 | 0 | 275.9 | 294.1 | 288.2 | 134.5 | 0
1:00 | -54.2 | 37.6 | 0 | 0 | 275.8 | 294.1 | 288.2 | 134 | 0
2:00 | -47.5 | 57.1 | 0 | 0 | 275.8 | 294.1 | 288.2 | 132.4 | 0
3:00 | -39.2 | 72.7 | 0 | 0 | 275.7 | 294.1 | 288.1 | 128.2 | 0
4:00 | -30.2 | 85.8 | 0 | 0 | 275.6 | 294.1 | 288.1 | 131 | 0
5:00 | -21.1 | 97.6 | 0 | 0 | 275.6 | 294.1 | 288.1 | 130.8 | 0
6:00 | -12.3 | 108.9 | 0 | 0 | 275.5 | 294.1 | 288.1 | 128.5 | 0
7:00 | -4 | 120.3 | 0 | 0 | 275.5 | 294.1 | 288.1 | 127.3 | 0
8:00 | 3.3 | 132.2 | 0 | 5.1 | 275.7 | 295.5 | 288.4 | 2.3 | 0
9:00 | 9.3 | 144.9 | 0 | 20.2 | 276.1 | 296.8 | 289.6 | 2.4 | 0
10:00 | 13.6 | 158.4 | 0 | 34.6 | 276.5 | 295.1 | 290.4 | 4 | 0
11:00 | 15.9 | 172.7 | 0 | 40.5 | 276.7 | 296.4 | 289.8 | 2.1 | 0
noon | 15.9 | -172.7 | 0 | 42.7 | 277.2 | 295.6 | 290.4 | 3.4 | 0
13:00 | 13.6 | -158.4 | 0 | 38.1 | 277.6 | 295.9 | 290.2 | 2.5 | 0
14:00 | 9.3 | -144.9 | 0 | 26.7 | 277.5 | 296 | 290.3 | 2.6 | 0
15:00 | 3.3 | -132.2 | 0 | 13.2 | 277.3 | 295.9 | 290 | 3.2 | 0
16:00 | -4 | -120.3 | 0 | 0.6 | 277 | 296.1 | 289.8 | 2.5 | 0
17:00 | -12.3 | -108.9 | 0 | 0 | 276.8 | 295.9 | 289.8 | 3.4 | 0
18:00 | -21.1 | -97.6 | 0 | 0 | 276.5 | 295.8 | 289.6 | 3.8 | 0
19:00 | -30.2 | -85.8 | 0 | 0 | 276.3 | 295.7 | 289.5 | 2.9 | 0
20:00 | -39.2 | -72.7 | 0 | 0 | 276.1 | 295.8 | 289.4 | 3.1 | 0
21:00 | -47.5 | -57.1 | 0 | 0 | 276.1 | 295.8 | 289.4 | 3.1 | 0
22:00 | -54.2 | -37.6 | 0 | 0 | 276 | 296 | 289.5 | 3.2 | 0
23:00 | -58.1 | -13.3 | 0 | 0 | 275.9 | 295.9 | 289.4 | 3.2 | 0
February
| solar | solar | direct | diffuse | outdoor | indoor | window | heating | blinds
| altitude | azimuth | radiation | radiation | temp. | temp. | temp. | load | closed
| (degrees) | (degrees) | (W-h/m2) | (W-h/m2) | (K) | (K) | (K) | (W-h/m2) | (% time)
midnight | -50.4 | 11.4 | 0 | 0 | 275.4 | 294.1 | 288 | 114.8 | 0
1:00 | -46.9 | 33 | 0 | 0 | 275.3 | 294.1 | 288 | 109.4 | 0
2:00 | -40.8 | 51.4 | 0 | 0 | 275.2 | 294.1 | 288 | 113.6 | 0
3:00 | -32.9 | 66.9 | 0 | 0 | 275.2 | 294.1 | 288 | 120.1 | 0
4:00 | -24.2 | 80.2 | 0 | 0 | 275.2 | 294.1 | 288 | 122.1 | 0
5:00 | -15.1 | 92.3 | 0 | 0 | 275.1 | 294.1 | 287.9 | 126.7 | 0
6:00 | -6.1 | 104 | 0 | 0 | 275.1 | 294.1 | 287.9 | 126.5 | 0
7:00 | 2.4 | 115.9 | 0 | 2.3 | 275.1 | 294.1 | 288 | 130.2 | 0
8:00 | 10.1 | 128.3 | 0 | 20.6 | 275.5 | 295.7 | 288.5 | 2.4 | 0
9:00 | 16.5 | 141.8 | 0 | 40.4 | 276.1 | 295.9 | 290.1 | 2.8 | 0
10:00 | 21.2 | 156.4 | 0 | 55.1 | 276.7 | 295.8 | 290 | 3 | 0
11:00 | 23.7 | 172 | 0 | 60.6 | 277.3 | 296.1 | 290.6 | 2.9 | 0
noon | 23.7 | -172 | 0 | 65.1 | 277.9 | 295.5 | 290.8 | 3 | 0
13:00 | 21.2 | -156.4 | 0 | 57 | 278.4 | 296.1 | 290.8 | 2.2 | 0
14:00 | 16.5 | -141.8 | 0 | 53.5 | 278.5 | 295.7 | 290.9 | 2.6 | 0
15:00 | 10.1 | -128.3 | 0 | 36 | 278.3 | 295.8 | 290.6 | 2.8 | 0
16:00 | 2.4 | -115.9 | 0 | 14.5 | 277.7 | 295.4 | 290.2 | 2.6 | 0
17:00 | -6.1 | -104 | 0 | 0.3 | 277.1 | 296.2 | 289.4 | 2.3 | 0
18:00 | -15.1 | -92.3 | 0 | 0 | 276.7 | 295.8 | 289.9 | 2.9 | 0
19:00 | -24.2 | -80.2 | 0 | 0 | 276.3 | 295.6 | 289.5 | 3.3 | 0
20:00 | -32.9 | -66.9 | 0 | 0 | 276 | 296.3 | 289.3 | 2.7 | 0
21:00 | -40.8 | -51.4 | 0 | 0 | 275.7 | 295.7 | 289.6 | 3.1 | 0
22:00 | -46.9 | -33 | 0 | 0 | 275.5 | 295.8 | 289.2 | 2.9 | 0
23:00 | -50.4 | -11.4 | 0 | 0 | 275.4 | 296.1 | 289.2 | 2.4 | 0
March
| solar | solar | direct | diffuse | outdoor | indoor | window | heating | blinds
| altitude | azimuth | radiation | radiation | temp. | temp. | temp. | load | closed
| (degrees) | (degrees) | (W-h/m2) | (W-h/m2) | (K) | (K) | (K) | (W-h/m2) | (% time)
midnight | -39 | 9.6 | 0 | 0 | 276.9 | 294.1 | 288.5 | 127.1 | 0
1:00 | -36 | 28.2 | 0 | 0 | 276.8 | 294.1 | 288.5 | 130.7 | 0
2:00 | -30.6 | 45 | 0 | 0 | 276.7 | 294.1 | 288.4 | 134.9 | 0
3:00 | -23.4 | 59.7 | 0 | 0 | 276.5 | 294.1 | 288.4 | 127.4 | 0
4:00 | -15 | 72.9 | 0 | 0 | 276.3 | 294.1 | 288.3 | 128.7 | 0
5:00 | -6.1 | 85.2 | 0 | 0 | 276.4 | 294.1 | 288.3 | 123.5 | 0
6:00 | 2.9 | 97.1 | 0 | 4.1 | 276.6 | 294.1 | 288.4 | 115.9 | 0
7:00 | 11.8 | 109.3 | 0 | 24.9 | 276.9 | 294.1 | 288.8 | 112.7 | 0
8:00 | 20 | 122.4 | 0 | 48.1 | 277.4 | 296.1 | 289.6 | 1.8 | 0
9:00 | 27 | 136.9 | 0 | 66.7 | 278 | 295.3 | 291.1 | 2.3 | 0
10:00 | 32.2 | 153.1 | 0 | 85.8 | 278.8 | 295.8 | 291.4 | 2 | 0
11:00 | 35.1 | 170.8 | 0 | 100 | 279.8 | 295.9 | 291.8 | 1.8 | 0
noon | 35.1 | -170.8 | 0 | 101.7 | 280.5 | 295.6 | 292.2 | 2 | 0
13:00 | 32.2 | -153.1 | 0 | 93 | 281.2 | 295.5 | 292.2 | 1.5 | 0
14:00 | 27 | -136.9 | 0 | 79.8 | 281.5 | 295.9 | 292.1 | 1.5 | 0
15:00 | 20 | -122.4 | 0 | 58.9 | 281.4 | 296.1 | 291.8 | 1.8 | 0
16:00 | 11.8 | -109.3 | 0 | 34.5 | 280.9 | 295.8 | 291.5 | 2.1 | 0
17:00 | 2.9 | -97.1 | 0 | 15.4 | 280.1 | 296 | 291 | 2 | 0
18:00 | -6.1 | -85.2 | 0 | 0 | 279.4 | 295.9 | 290.6 | 2.2 | 0
19:00 | -15 | -72.9 | 0 | 0 | 278.7 | 295.7 | 290.2 | 2.4 | 0
20:00 | -23.4 | -59.7 | 0 | 0 | 278.2 | 295.9 | 289.9 | 2.7 | 0
21:00 | -30.6 | -45 | 0 | 0 | 277.8 | 296 | 290 | 3.2 | 0
22:00 | -36 | -28.2 | 0 | 0 | 277.3 | 295.6 | 289.9 | 3.3 | 0
23:00 | -39 | -9.6 | 0 | 0 | 277.1 | 295.5 | 289.5 | 3.7 | 0
April
| solar | solar | direct | diffuse | outdoor | indoor | window | heating | blinds
| altitude | azimuth | radiation | radiation | temp. | temp. | temp. | load | closed
| (degrees) | (degrees) | (W-h/m2) | (W-h/m2) | (K) | (K) | (K) | (W-h/m2) | (% time)
midnight | -27.1 | 8.3 | 0 | 0 | 278.5 | 294.1 | 289 | 104.3 | 0
1:00 | -24.5 | 24.4 | 0 | 0 | 278.2 | 294.1 | 288.9 | 102.2 | 0
2:00 | -19.7 | 39.5 | 0 | 0 | 278 | 294.1 | 288.9 | 103.9 | 0
3:00 | -13.1 | 53.3 | 0 | 0 | 277.7 | 294.1 | 288.8 | 105.9 | 0
4:00 | -5.2 | 66 | 0 | 0 | 277.4 | 294.1 | 288.7 | 104.9 | 0
5:00 | 3.4 | 78 | 3 | 8 | 277.6 | 294.1 | 288.8 | 103.8 | 0
6:00 | 12.4 | 89.8 | 0.4 | 33.9 | 278.1 | 294.1 | 289.2 | 107.1 | 0
7:00 | 21.5 | 102 | 0 | 60.7 | 278.8 | 294.1 | 289.8 | 103.7 | 0
8:00 | 30.1 | 115.3 | 0 | 79.7 | 279.5 | 296.6 | 290.8 | 1.4 | 0
9:00 | 37.7 | 130.6 | 0 | 102.3 | 280.6 | 296 | 291.8 | 2.6 | 0
10:00 | 43.7 | 148.5 | 0 | 121.4 | 281.5 | 296.1 | 292.3 | 1.7 | 0
11:00 | 47 | 169.1 | 0 | 133.9 | 282.5 | 295.8 | 292.9 | 1.6 | 0
noon | 47 | -169.1 | 0 | 135.6 | 283.5 | 295.7 | 293.3 | 1.2 | 0
13:00 | 43.7 | -148.5 | 0 | 127.4 | 284.2 | 296 | 293.5 | 0.9 | 0
14:00 | 37.7 | -130.6 | 0 | 116.3 | 284.7 | 296.2 | 293.5 | 0.9 | 0
15:00 | 30.1 | -115.3 | 0 | 86.8 | 285 | 296.4 | 293.1 | 0.7 | 0
16:00 | 21.5 | -102 | 0 | 66.8 | 284.7 | 295.9 | 292.9 | 1 | 0
17:00 | 12.4 | -89.8 | 0.5 | 41.3 | 283.9 | 295.9 | 292.4 | 1.1 | 0
18:00 | 3.4 | -78 | 12.3 | 16.4 | 283 | 295.8 | 292 | 1.1 | 0
19:00 | -5.2 | -66 | 0 | 0 | 282 | 295.9 | 291.5 | 1.2 | 0
20:00 | -13.1 | -53.3 | 0 | 0 | 281 | 295.8 | 291.1 | 1.4 | 0
21:00 | -19.7 | -39.5 | 0 | 0 | 280 | 295.9 | 290.5 | 2 | 0
22:00 | -24.5 | -24.4 | 0 | 0 | 279.3 | 296.3 | 290.4 | 1.8 | 0
23:00 | -27.1 | -8.3 | 0 | 0 | 278.6 | 295.7 | 290.4 | 2.6 | 0
May
| solar | solar | direct | diffuse | outdoor | indoor | window | heating | blinds
| altitude | azimuth | radiation | radiation | temp. | temp. | temp. | load | closed
| (degrees) | (degrees) | (W-h/m2) | (W-h/m2) | (K) | (K) | (K) | (W-h/m2) | (% time)
midnight | -17.9 | 7.4 | 0 | 0 | 281 | 294.1 | 289.8 | 74.4 | 0
1:00 | -15.5 | 22 | 0 | 0 | 280.8 | 294.1 | 289.7 | 75.2 | 0
2:00 | -11.1 | 35.8 | 0 | 0 | 280.5 | 294.1 | 289.7 | 75.6 | 0
3:00 | -5 | 48.7 | 0 | 0 | 280.2 | 294.1 | 289.5 | 74.2 | 0
4:00 | 2.4 | 60.8 | 12.8 | 10.9 | 280.2 | 294.1 | 289.8 | 76.4 | 0
5:00 | 10.7 | 72.3 | 41.5 | 40.6 | 280.5 | 294.1 | 290.5 | 75.8 | 0
6:00 | 19.6 | 83.7 | 18 | 62.9 | 280.9 | 294.1 | 290.6 | 75.9 | 0
7:00 | 28.7 | 95.6 | 0 | 84.8 | 281.8 | 294.1 | 291 | 67.5 | 0
8:00 | 37.6 | 108.8 | 0 | 101.3 | 282.7 | 296.7 | 292.4 | 0.6 | 0
9:00 | 45.8 | 124.4 | 0 | 131.7 | 283.7 | 296.3 | 293.2 | 0.9 | 0
10:00 | 52.4 | 143.6 | 0 | 145.9 | 284.8 | 296.1 | 293.9 | 0.7 | 0
11:00 | 56.2 | 167.2 | 0 | 152.2 | 285.8 | 296.4 | 294.2 | 0.4 | 0
noon | 56.2 | -167.2 | 0 | 145.7 | 286.8 | 296.5 | 294.5 | 0.3 | 0
13:00 | 52.4 | -143.6 | 0 | 137.1 | 287.6 | 296.2 | 294.9 | 0.3 | 0
14:00 | 45.8 | -124.4 | 0 | 134.2 | 288 | 296.4 | 295 | 0.3 | 0
15:00 | 37.6 | -108.8 | 0 | 116.3 | 288 | 296.2 | 294.7 | 0.3 | 0
16:00 | 28.7 | -95.6 | 0 | 97.6 | 287.9 | 296.1 | 294.5 | 0.3 | 0
17:00 | 19.6 | -83.7 | 19 | 74.3 | 287.3 | 296.3 | 293.9 | 0.2 | 0
18:00 | 10.7 | -72.3 | 47.9 | 48.7 | 286.3 | 296.1 | 293.7 | 0.3 | 0
19:00 | 2.4 | -60.8 | 25.2 | 18.1 | 285.1 | 296 | 293 | 0.4 | 0
20:00 | -5 | -48.7 | 0 | 0 | 284 | 296.4 | 292.1 | 0.4 | 0
21:00 | -11.1 | -35.8 | 0 | 0 | 283.1 | 295.9 | 291.8 | 0.7 | 0
22:00 | -15.5 | -22 | 0 | 0 | 282.3 | 296.2 | 291.4 | 0.8 | 0
23:00 | -17.9 | -7.4 | 0 | 0 | 281.5 | 295.8 | 291.4 | 1 | 0
June
| solar | solar | direct | diffuse | outdoor | indoor | window | heating | blinds
| altitude | azimuth | radiation | radiation | temp. | temp. | temp. | load | closed
| (degrees) | (degrees) | (W-h/m2) | (W-h/m2) | (K) | (K) | (K) | (W-h/m2) | (% time)
midnight | -13.8 | 7 | 0 | 0 | 284.5 | 294.2 | 291 | 42 | 0
1:00 | -11.6 | 21 | 0 | 0 | 284.2 | 294.1 | 290.9 | 40.8 | 0
2:00 | -7.3 | 34.3 | 0 | 0 | 283.9 | 294.1 | 290.7 | 37.5 | 0
3:00 | -1.4 | 46.7 | 0 | 0 | 283.6 | 294.1 | 290.6 | 36.5 | 0
4:00 | 5.8 | 58.4 | 47 | 27.4 | 283.7 | 294.2 | 291.6 | 37.9 | 0
5:00 | 14 | 69.7 | 54.6 | 52.4 | 284.2 | 294.3 | 292.1 | 37.9 | 0
6:00 | 22.8 | 80.8 | 26.7 | 76.8 | 284.6 | 294.4 | 292.1 | 38.9 | 0
7:00 | 31.9 | 92.5 | 0 | 90.6 | 285.2 | 294.4 | 292.3 | 37.5 | 0
8:00 | 40.9 | 105.5 | 0 | 104.6 | 286.2 | 296.6 | 293.8 | 0.2 | 0
9:00 | 49.2 | 121 | 0 | 130.5 | 287.2 | 296.3 | 294.6 | 0.3 | 0
10:00 | 56.1 | 140.8 | 0 | 140.9 | 288.1 | 296.5 | 295.2 | 0.1 | 0
11:00 | 60.2 | 166 | 0 | 149.1 | 289.1 | 296.5 | 295.6 | 0.3 | 0
noon | 60.2 | -166 | 0 | 150.4 | 290 | 296.9 | 296 | 0.1 | 0
13:00 | 56.1 | -140.8 | 0 | 149.6 | 290.6 | 296.9 | 296.7 | 0 | 0
14:00 | 49.2 | -121 | 0 | 133.5 | 291 | 297.1 | 296.4 | 0.1 | 0
15:00 | 40.9 | -105.5 | 0 | 111.8 | 291.1 | 297.1 | 296.2 | 0 | 0
16:00 | 31.9 | -92.5 | 0 | 113.1 | 290.9 | 297.1 | 295.9 | 0 | 0
17:00 | 22.8 | -80.8 | 25.1 | 93.4 | 290.2 | 296.5 | 295.6 | 0.2 | 0
18:00 | 14 | -69.7 | 50.8 | 67.2 | 289.3 | 296.2 | 295.4 | 0.2 | 0
19:00 | 5.8 | -58.4 | 47.8 | 41 | 288.3 | 296.2 | 294.6 | 0.1 | 0
20:00 | -1.4 | -46.7 | 0 | 0 | 287.4 | 296.2 | 293.5 | 0.3 | 0
21:00 | -7.3 | -34.3 | 0 | 0 | 286.4 | 295.9 | 293.3 | 0.3 | 0
22:00 | -11.6 | -21 | 0 | 0 | 285.7 | 295.9 | 292.8 | 0.4 | 0
23:00 | -13.8 | -7 | 0 | 0 | 284.8 | 295.9 | 292.5 | 0.5 | 0
July
| solar | solar | direct | diffuse | outdoor | indoor | window | heating | blinds
| altitude | azimuth | radiation | radiation | temp. | temp. | temp. | load | closed
| (degrees) | (degrees) | (W-h/m2) | (W-h/m2) | (K) | (K) | (K) | (W-h/m2) | (% time)
midnight | -15.9 | 7.2 | 0 | 0 | 286.4 | 295.4 | 292.5 | 15.2 | 0
1:00 | -13.7 | 21.5 | 0 | 0 | 286.1 | 295.2 | 292.2 | 18.7 | 0
2:00 | -9.3 | 35.1 | 0 | 0 | 285.6 | 294.9 | 291.9 | 18.9 | 0
3:00 | -3.3 | 47.8 | 0 | 0 | 285.3 | 294.8 | 291.7 | 17.3 | 0
4:00 | 4 | 59.7 | 7.4 | 13.9 | 285.5 | 294.7 | 291.9 | 17.9 | 0
5:00 | 12.3 | 71 | 22.1 | 43.4 | 285.8 | 294.8 | 292.5 | 16.3 | 0
6:00 | 21.1 | 82.3 | 12.9 | 72.5 | 286.4 | 295.1 | 293 | 16.7 | 0
7:00 | 30.2 | 94.1 | 0 | 90.2 | 286.8 | 295.4 | 293.5 | 14.7 | 0
8:00 | 39.2 | 107.3 | 0 | 107.5 | 287.6 | 297 | 295 | 0 | 0
9:00 | 47.4 | 122.8 | 0 | 130 | 288.7 | 297 | 295.7 | 0 | 0
10:00 | 54.2 | 142.4 | 0 | 152.9 | 289.7 | 297.4 | 296.4 | 0 | 0
11:00 | 58.1 | 166.6 | 0 | 166.1 | 290.7 | 297.7 | 296.8 | 0 | 0
noon | 58.1 | -166.6 | 0 | 174.3 | 291.7 | 297.6 | 297.6 | 0 | 0
13:00 | 54.2 | -142.4 | 0 | 161.4 | 292.5 | 297.5 | 297.7 | 0 | 0
14:00 | 47.4 | -122.8 | 0 | 145.3 | 292.9 | 297.6 | 297.3 | 0 | 0
15:00 | 39.2 | -107.3 | 0 | 120.5 | 293 | 297.4 | 297.1 | 0 | 0
16:00 | 30.2 | -94.1 | 0 | 114.7 | 292.8 | 297.3 | 297 | 0 | 0
17:00 | 21.1 | -82.3 | 18.9 | 91.1 | 292.4 | 297.5 | 296.6 | 0 | 0
18:00 | 12.3 | -71 | 59.5 | 68.5 | 291.5 | 297.4 | 296.8 | 0 | 0
19:00 | 4 | -59.7 | 57.7 | 35.1 | 290.4 | 297.5 | 295.9 | 0 | 0
20:00 | -3.3 | -47.8 | 0 | 0 | 289.3 | 296.9 | 294.5 | 0 | 0
21:00 | -9.3 | -35.1 | 0 | 0 | 288.4 | 296.9 | 294.3 | 0 | 0
22:00 | -13.7 | -21.5 | 0 | 0 | 287.5 | 296.8 | 294 | 0.1 | 0
23:00 | -15.9 | -7.2 | 0 | 0 | 286.8 | 297 | 293.6 | 0 | 0
August
| solar | solar | direct | diffuse | outdoor | indoor | window | heating | blinds
| altitude | azimuth | radiation | radiation | temp. | temp. | temp. | load | closed
| (degrees) | (degrees) | (W-h/m2) | (W-h/m2) | (K) | (K) | (K) | (W-h/m2) | (% time)
midnight | -23.7 | 7.9 | 0 | 0 | 286.4 | 295 | 292.2 | 13.4 | 0
1:00 | -21.3 | 23.5 | 0 | 0 | 286 | 294.8 | 291.9 | 14.5 | 0
2:00 | -16.6 | 38.1 | 0 | 0 | 285.9 | 294.6 | 291.8 | 16.1 | 0
3:00 | -10.1 | 51.6 | 0 | 0 | 285.4 | 294.5 | 291.5 | 17.2 | 0
4:00 | -2.4 | 64.1 | 0 | 0 | 285.1 | 294.4 | 291.4 | 19.5 | 0
5:00 | 6 | 75.9 | 12.7 | 19 | 285.3 | 294.4 | 291.7 | 18.7 | 0
6:00 | 15.1 | 87.6 | 5.8 | 45.6 | 285.9 | 294.6 | 292.2 | 17.6 | 0
7:00 | 24.2 | 99.7 | 0 | 76 | 286.5 | 295 | 292.9 | 17.7 | 0
8:00 | 32.9 | 113.1 | 0 | 96.4 | 287.3 | 297 | 294.6 | 0 | 0
9:00 | 40.7 | 128.5 | 0 | 119 | 288.2 | 297 | 295.2 | 0 | 0
10:00 | 46.9 | 146.9 | 0 | 144.3 | 289.3 | 296.8 | 296 | 0 | 0
11:00 | 50.3 | 168.5 | 0 | 156.9 | 290.4 | 296.9 | 296.4 | 0 | 0
noon | 50.3 | -168.5 | 0 | 169.1 | 291.3 | 297.2 | 296.9 | 0 | 0
13:00 | 46.9 | -146.9 | 0 | 150.2 | 292 | 297.5 | 297.2 | 0 | 0
14:00 | 40.7 | -128.5 | 0 | 130.8 | 292.5 | 297.2 | 297.3 | 0 | 0
15:00 | 32.9 | -113.1 | 0 | 103.7 | 292.6 | 297.6 | 296.9 | 0 | 0
16:00 | 24.2 | -99.7 | 0 | 76.7 | 292.2 | 297.2 | 296.5 | 0 | 0
17:00 | 15.1 | -87.6 | 6.3 | 56.4 | 291.7 | 297.4 | 296 | 0 | 0
18:00 | 6 | -75.9 | 24.9 | 35.1 | 290.9 | 297.4 | 295.7 | 0 | 0
19:00 | -2.4 | -64.1 | 0 | 6 | 289.9 | 297.1 | 294.8 | 0 | 0
20:00 | -10.1 | -51.6 | 0 | 0 | 289 | 297.1 | 294.5 | 0 | 0
21:00 | -16.6 | -38.1 | 0 | 0 | 288.1 | 297.2 | 294.1 | 0 | 0
22:00 | -21.3 | -23.5 | 0 | 0 | 287.3 | 296.7 | 293.7 | 0 | 0
23:00 | -23.7 | -7.9 | 0 | 0 | 286.6 | 296.7 | 293.4 | 0 | 0
September
| solar | solar | direct | diffuse | outdoor | indoor | window | heating | blinds
| altitude | azimuth | radiation | radiation | temp. | temp. | temp. | load | closed
| (degrees) | (degrees) | (W-h/m2) | (W-h/m2) | (K) | (K) | (K) | (W-h/m2) | (% time)
midnight | -35.1 | 9.1 | 0 | 0 | 284.9 | 295.1 | 291.8 | 41.7 | 0
1:00 | -32.3 | 26.9 | 0 | 0 | 284.8 | 294.9 | 291.6 | 41.9 | 0
2:00 | -27.1 | 43.1 | 0 | 0 | 284.5 | 294.8 | 291.4 | 41.4 | 0
3:00 | -20 | 57.5 | 0 | 0 | 284.3 | 294.6 | 291.2 | 40.8 | 0
4:00 | -11.8 | 70.6 | 0 | 0 | 284.1 | 294.5 | 291.1 | 41.5 | 0
5:00 | -3 | 82.8 | 0 | 0.3 | 284 | 294.5 | 291 | 43.6 | 0
6:00 | 6 | 94.7 | 0 | 19.9 | 284.3 | 294.4 | 291.3 | 41.7 | 0
7:00 | 15 | 107 | 0 | 44.4 | 284.7 | 294.6 | 291.8 | 36.8 | 0
8:00 | 23.3 | 120.2 | 0 | 67.9 | 285.4 | 297 | 293.4 | 0.4 | 0
9:00 | 30.6 | 135 | 0 | 89.9 | 286.1 | 296.8 | 294 | 0.5 | 0
10:00 | 36 | 151.7 | 0 | 104.9 | 286.8 | 296.8 | 294.6 | 0.3 | 0
11:00 | 39 | 170.3 | 0 | 105.9 | 287.6 | 296.7 | 295 | 0.2 | 0
noon | 39 | -170.3 | 0 | 104.9 | 288.3 | 297.1 | 295.1 | 0 | 0
13:00 | 36 | -151.7 | 0 | 101.4 | 288.9 | 297 | 295.4 | 0.2 | 0
14:00 | 30.6 | -135 | 0 | 92.6 | 289.4 | 297 | 295.5 | 0.1 | 0
15:00 | 23.3 | -120.2 | 0 | 73.2 | 289.5 | 296.9 | 295.2 | 0.2 | 0
16:00 | 15 | -107 | 0 | 44.6 | 289.3 | 297 | 294.9 | 0.1 | 0
17:00 | 6 | -94.7 | 0 | 23.9 | 288.6 | 296.9 | 294.5 | 0.1 | 0
18:00 | -3 | -82.8 | 0 | 2.4 | 287.8 | 296.8 | 294.1 | 0.2 | 0
19:00 | -11.8 | -70.6 | 0 | 0 | 287.1 | 296.7 | 293.6 | 0.5 | 0
20:00 | -20 | -57.5 | 0 | 0 | 286.5 | 296.8 | 293.4 | 0.5 | 0
21:00 | -27.1 | -43.1 | 0 | 0 | 285.9 | 296.7 | 293.1 | 0.7 | 0
22:00 | -32.3 | -26.9 | 0 | 0 | 285.3 | 296.7 | 292.9 | 0.6 | 0
23:00 | -35.1 | -9.1 | 0 | 0 | 285 | 296.9 | 292.8 | 0.7 | 0
October
| solar | solar | direct | diffuse | outdoor | indoor | window | heating | blinds
| altitude | azimuth | radiation | radiation | temp. | temp. | temp. | load | closed
| (degrees) | (degrees) | (W-h/m2) | (W-h/m2) | (K) | (K) | (K) | (W-h/m2) | (% time)
midnight | -47 | 10.8 | 0 | 0 | 282.1 | 294.3 | 290.3 | 57.2 | 0
1:00 | -43.7 | 31.4 | 0 | 0 | 282.1 | 294.3 | 290.3 | 56.1 | 0
2:00 | -37.8 | 49.3 | 0 | 0 | 282 | 294.2 | 290.2 | 57.5 | 0
3:00 | -30.1 | 64.6 | 0 | 0 | 281.8 | 294.2 | 290.1 | 58.4 | 0
4:00 | -21.5 | 78 | 0 | 0 | 281.8 | 294.1 | 290.1 | 59.9 | 0
5:00 | -12.4 | 90.2 | 0 | 0 | 281.7 | 294.1 | 290 | 64.6 | 0
6:00 | -3.4 | 102 | 0 | 0.8 | 281.8 | 294.1 | 290.1 | 65.4 | 0
7:00 | 5.2 | 114 | 0 | 16.8 | 282.2 | 294.1 | 290.4 | 64.2 | 0
8:00 | 13 | 126.6 | 0 | 37.6 | 282.6 | 296.3 | 291.5 | 0.6 | 0
9:00 | 19.7 | 140.4 | 0 | 61.3 | 283.3 | 295.7 | 292.8 | 1.2 | 0
10:00 | 24.5 | 155.5 | 0 | 70.4 | 283.9 | 296.3 | 292.8 | 0.6 | 0
11:00 | 27.1 | 171.7 | 0 | 81.3 | 284.6 | 296 | 293.1 | 0.8 | 0
noon | 27.1 | -171.7 | 0 | 79 | 285.1 | 296.2 | 293.4 | 0.8 | 0
13:00 | 24.5 | -155.5 | 0 | 65.6 | 285.4 | 296 | 293.4 | 0.5 | 0
14:00 | 19.7 | -140.4 | 0 | 49.7 | 285.5 | 296.1 | 293 | 0.7 | 0
15:00 | 13 | -126.6 | 0 | 33.4 | 285.3 | 295.8 | 293.1 | 0.5 | 0
16:00 | 5.2 | -114 | 0 | 14.6 | 284.7 | 296 | 292.5 | 0.4 | 0
17:00 | -3.4 | -102 | 0 | 0.4 | 284.1 | 296 | 292.2 | 0.8 | 0
18:00 | -12.4 | -90.2 | 0 | 0 | 283.5 | 296.1 | 291.8 | 0.8 | 0
19:00 | -21.5 | -78 | 0 | 0 | 283.1 | 296.4 | 292 | 0.7 | 0
20:00 | -30.1 | -64.6 | 0 | 0 | 282.8 | 296 | 291.8 | 0.9 | 0
21:00 | -37.8 | -49.3 | 0 | 0 | 282.5 | 296.1 | 291.6 | 0.7 | 0
22:00 | -43.7 | -31.4 | 0 | 0 | 282.4 | 296.1 | 291.7 | 0.8 | 0
23:00 | -47 | -10.8 | 0 | 0 | 282.2 | 295.8 | 291.5 | 0.8 | 0
November
| solar | solar | direct | diffuse | outdoor | indoor | window | heating | blinds
| altitude | azimuth | radiation | radiation | temp. | temp. | temp. | load | closed
| (degrees) | (degrees) | (W-h/m2) | (W-h/m2) | (K) | (K) | (K) | (W-h/m2) | (% time)
midnight | -56.2 | 12.8 | 0 | 0 | 278.9 | 294.1 | 289.1 | 102.6 | 0
1:00 | -52.4 | 36.3 | 0 | 0 | 278.8 | 294.1 | 289.1 | 103.1 | 0
2:00 | -45.8 | 55.6 | 0 | 0 | 278.6 | 294.1 | 289.1 | 109.3 | 0
3:00 | -37.7 | 71.1 | 0 | 0 | 278.5 | 294.1 | 289 | 105.7 | 0
4:00 | -28.8 | 84.3 | 0 | 0 | 278.4 | 294.1 | 289 | 101.6 | 0
5:00 | -19.7 | 96.2 | 0 | 0 | 278.4 | 294.1 | 289 | 105.1 | 0
6:00 | -10.7 | 107.7 | 0 | 0 | 278.3 | 294.1 | 289 | 105.4 | 0
7:00 | -2.4 | 119.2 | 0 | 1 | 278.2 | 294.1 | 288.9 | 106 | 0
8:00 | 5 | 131.2 | 0 | 16 | 278.4 | 295.8 | 289.4 | 1.6 | 0
9:00 | 11.1 | 144.1 | 0 | 30.1 | 278.8 | 296 | 290.9 | 1.9 | 0
10:00 | 15.5 | 157.9 | 0 | 45.9 | 279.2 | 295.8 | 291 | 2.3 | 0
11:00 | 17.8 | 172.5 | 0 | 57.8 | 279.7 | 295.9 | 291.2 | 1.8 | 0
noon | 17.8 | -172.5 | 0 | 55.3 | 280.1 | 295.6 | 291.6 | 1.8 | 0
13:00 | 15.5 | -157.9 | 0 | 47.3 | 280.3 | 296.1 | 291.4 | 1.7 | 0
14:00 | 11.1 | -144.1 | 0 | 30.2 | 280.4 | 295.7 | 291.4 | 1.9 | 0
15:00 | 5 | -131.2 | 0 | 12.9 | 280.2 | 296.2 | 290.9 | 1.5 | 0
16:00 | -2.4 | -119.2 | 0 | 0 | 280 | 295.8 | 290.9 | 1.9 | 0
17:00 | -10.7 | -107.7 | 0 | 0 | 279.7 | 295.8 | 290.6 | 2 | 0
18:00 | -19.7 | -96.2 | 0 | 0 | 279.6 | 296.2 | 290.6 | 1.6 | 0
19:00 | -28.8 | -84.3 | 0 | 0 | 279.4 | 295.9 | 290.5 | 1.7 | 0
20:00 | -37.7 | -71.1 | 0 | 0 | 279.4 | 295.8 | 290.6 | 2.2 | 0
21:00 | -45.8 | -55.6 | 0 | 0 | 279.2 | 296 | 290.5 | 1.8 | 0
22:00 | -52.4 | -36.3 | 0 | 0 | 279 | 296.1 | 290.5 | 1.7 | 0
23:00 | -56.2 | -12.8 | 0 | 0 | 278.8 | 295.7 | 290.5 | 2.2 | 0
December
| solar | solar | direct | diffuse | outdoor | indoor | window | heating | blinds
| altitude | azimuth | radiation | radiation | temp. | temp. | temp. | load | closed
| (degrees) | (degrees) | (W-h/m2) | (W-h/m2) | (K) | (K) | (K) | (W-h/m2) | (% time)
midnight | -60.2 | 13.9 | 0 | 0 | 276.9 | 294.1 | 288.5 | 107.2 | 0
1:00 | -56.1 | 39.1 | 0 | 0 | 276.8 | 294.1 | 288.5 | 111.1 | 0
2:00 | -49.2 | 58.9 | 0 | 0 | 276.8 | 294.1 | 288.5 | 111.4 | 0
3:00 | -40.9 | 74.4 | 0 | 0 | 276.8 | 294.1 | 288.5 | 111.4 | 0
4:00 | -31.9 | 87.4 | 0 | 0 | 276.9 | 294.1 | 288.5 | 108.8 | 0
5:00 | -22.8 | 99.1 | 0 | 0 | 277 | 294.1 | 288.5 | 111.8 | 0
6:00 | -14 | 110.2 | 0 | 0 | 276.9 | 294.1 | 288.5 | 108.9 | 0
7:00 | -5.8 | 121.5 | 0 | 0 | 276.9 | 294.1 | 288.5 | 106.2 | 0
8:00 | 1.4 | 133.2 | 0 | 1.8 | 277.1 | 295.6 | 288.9 | 1.9 | 0
9:00 | 7.3 | 145.7 | 0 | 14.9 | 277.3 | 296.8 | 290 | 2 | 0
10:00 | 11.6 | 158.9 | 0 | 28.6 | 277.7 | 295.7 | 290.3 | 3.6 | 0
11:00 | 13.8 | 172.9 | 0 | 36.8 | 277.9 | 296.2 | 290.5 | 2 | 0
noon | 13.8 | -172.9 | 0 | 37.9 | 278.2 | 295.6 | 290.4 | 3.1 | 0
13:00 | 11.6 | -158.9 | 0 | 29 | 278.4 | 295.9 | 290.5 | 1.7 | 0
14:00 | 7.3 | -145.7 | 0 | 18.1 | 278.3 | 296 | 290.3 | 2.4 | 0
15:00 | 1.4 | -133.2 | 0 | 4.7 | 278.2 | 295.6 | 290.4 | 2.3 | 0
16:00 | -5.8 | -121.5 | 0 | 0 | 277.8 | 296.1 | 289.9 | 2.2 | 0
17:00 | -14 | -110.2 | 0 | 0 | 277.7 | 296.1 | 290.2 | 2 | 0
18:00 | -22.8 | -99.1 | 0 | 0 | 277.5 | 295.7 | 289.9 | 2.9 | 0
19:00 | -31.9 | -87.4 | 0 | 0 | 277.5 | 296.1 | 289.8 | 2 | 0
20:00 | -40.9 | -74.4 | 0 | 0 | 277.3 | 295.9 | 290.1 | 2.1 | 0
21:00 | -49.2 | -58.9 | 0 | 0 | 277.1 | 295.9 | 289.9 | 2.6 | 0
22:00 | -56.1 | -39.1 | 0 | 0 | 277.1 | 296 | 289.8 | 1.9 | 0
23:00 | -60.2 | -13.9 | 0 | 0 | 277 | 296 | 289.9 | 2.6 | 0

## Sheet19
Scenario Three (red)
Tue Dec 03 2019 23:07:50 GMT+0000 (Greenwich Mean Time)
Setup Information:
Building
Location | UK - London
Building length, side A | N/A
Building length, side B | N/A
Simulation Type
Simulation Type | one_sided
Window Description
Typology | dgu_nb
Glazing Type | clear
Window Area | 19%
Wall Description
Insulation R-Value | 99999999.9 m2-K/W
Occupancy
Type | Low-rise Residential
Occupancy Load | 0.000 people per m2
Lighting Requirements | 400 lux
Equipment Load | 0.00 W/m2
Room Ventilation
Air Change Rate per Occupant | 15.0 liters / sec per person
Total Air Change Rate | 0.0 roomfuls per hour
Lighting Control
Lighting Control | lights do not respond to daylight: all lights fully on while building is occupied
Representative Room
Orientation | north
Room Depth | 27 m
Room Width | 5 m
Room Height | 2.2 m
Thermal Mass
Thermal Mass | none
Overhang
Overhang Depth | 0 m
Roof
Roof Type | adiabatic roof
Simulation Results:
Primary Energy Use and CO2 Emissions
| heating | cooling | lighting | total | CO2
| energy | energy | energy | energy | emissions
| (kWh/m2) | (kWh/m2) | (kWh/m2) | (kWh/m2) | (kg/m2)
January | 33.9 | 0 | 7.3 | 41.2 | 8.2
February | 28.2 | 0 | 6.6 | 34.8 | 7
March | 32.1 | 0 | 7.3 | 39.4 | 7.9
April | 25.8 | 0 | 7.1 | 32.9 | 6.6
May | 18.7 | 0 | 7.3 | 26 | 5.2
June | 9.3 | 0 | 7.1 | 16.4 | 3.3
July | 4.2 | 0 | 7.3 | 11.5 | 2.3
August | 4.2 | 0 | 7.3 | 11.5 | 2.3
September | 10 | 0 | 7.1 | 17.1 | 3.4
October | 15.3 | 0 | 7.3 | 22.6 | 4.5
November | 26 | 0 | 7.1 | 33.1 | 6.6
December | 28.3 | 0 | 7.3 | 35.6 | 7.1
Total | 236 | 0 | 86.1 | 322.1 | 64.4 | yearly energy
January
| solar | solar | direct | diffuse | outdoor | indoor | window | heating | blinds
| altitude | azimuth | radiation | radiation | temp. | temp. | temp. | load | closed
| (degrees) | (degrees) | (W-h/m2) | (W-h/m2) | (K) | (K) | (K) | (W-h/m2) | (% time)
midnight | -58.1 | 13.3 | 0 | 0 | 275.9 | 294.1 | 288.2 | 134.7 | 0
1:00 | -54.2 | 37.6 | 0 | 0 | 275.8 | 294.1 | 288.2 | 134 | 0
2:00 | -47.5 | 57.1 | 0 | 0 | 275.8 | 294.1 | 288.2 | 132.4 | 0
3:00 | -39.2 | 72.7 | 0 | 0 | 275.7 | 294.1 | 288.1 | 128.3 | 0
4:00 | -30.2 | 85.8 | 0 | 0 | 275.6 | 294.1 | 288.1 | 131 | 0
5:00 | -21.1 | 97.6 | 0 | 0 | 275.6 | 294.1 | 288.1 | 130.8 | 0
6:00 | -12.3 | 108.9 | 0 | 0 | 275.5 | 294.1 | 288.1 | 128.5 | 0
7:00 | -4 | 120.3 | 0 | 0 | 275.5 | 294.1 | 288.1 | 127.3 | 0
8:00 | 3.3 | 132.2 | 0 | 5.1 | 275.7 | 295.5 | 288.4 | 2.3 | 0
9:00 | 9.3 | 144.9 | 0 | 20.2 | 276.1 | 296.7 | 289.6 | 2.4 | 0
10:00 | 13.6 | 158.4 | 0 | 34.6 | 276.5 | 295.1 | 290.5 | 3.9 | 0
11:00 | 15.9 | 172.7 | 0 | 40.5 | 276.7 | 296.2 | 289.8 | 2.2 | 0
noon | 15.9 | -172.7 | 0 | 42.7 | 277.2 | 296 | 290.4 | 3 | 0
13:00 | 13.6 | -158.4 | 0 | 38.1 | 277.6 | 295.7 | 290.4 | 3.1 | 0
14:00 | 9.3 | -144.9 | 0 | 26.7 | 277.5 | 296.1 | 290.1 | 2.5 | 0
15:00 | 3.3 | -132.2 | 0 | 13.2 | 277.3 | 295.8 | 290 | 3 | 0
16:00 | -4 | -120.3 | 0 | 0.6 | 277 | 295.9 | 289.7 | 2.8 | 0
17:00 | -12.3 | -108.9 | 0 | 0 | 276.8 | 296.1 | 289.7 | 3.1 | 0
18:00 | -21.1 | -97.6 | 0 | 0 | 276.5 | 295.9 | 289.7 | 3.4 | 0
19:00 | -30.2 | -85.8 | 0 | 0 | 276.3 | 295.9 | 289.6 | 3.5 | 0
20:00 | -39.2 | -72.7 | 0 | 0 | 276.1 | 295.8 | 289.5 | 3 | 0
21:00 | -47.5 | -57.1 | 0 | 0 | 276.1 | 295.9 | 289.3 | 3 | 0
22:00 | -54.2 | -37.6 | 0 | 0 | 276 | 295.8 | 289.5 | 3.2 | 0
23:00 | -58.1 | -13.3 | 0 | 0 | 275.9 | 295.8 | 289.4 | 3.5 | 0
February
| solar | solar | direct | diffuse | outdoor | indoor | window | heating | blinds
| altitude | azimuth | radiation | radiation | temp. | temp. | temp. | load | closed
| (degrees) | (degrees) | (W-h/m2) | (W-h/m2) | (K) | (K) | (K) | (W-h/m2) | (% time)
midnight | -50.4 | 11.4 | 0 | 0 | 275.4 | 294.1 | 288 | 115 | 0
1:00 | -46.9 | 33 | 0 | 0 | 275.3 | 294.1 | 288 | 109.4 | 0
2:00 | -40.8 | 51.4 | 0 | 0 | 275.2 | 294.1 | 288 | 113.6 | 0
3:00 | -32.9 | 66.9 | 0 | 0 | 275.2 | 294.1 | 288 | 120.1 | 0
4:00 | -24.2 | 80.2 | 0 | 0 | 275.2 | 294.1 | 288 | 122.2 | 0
5:00 | -15.1 | 92.3 | 0 | 0 | 275.1 | 294.1 | 287.9 | 126.8 | 0
6:00 | -6.1 | 104 | 0 | 0 | 275.1 | 294.1 | 287.9 | 126.6 | 0
7:00 | 2.4 | 115.9 | 0 | 2.3 | 275.1 | 294.1 | 288 | 130.3 | 0
8:00 | 10.1 | 128.3 | 0 | 20.6 | 275.5 | 295.6 | 288.5 | 2.4 | 0
9:00 | 16.5 | 141.8 | 0 | 40.4 | 276.1 | 296.2 | 290.1 | 2.5 | 0
10:00 | 21.2 | 156.4 | 0 | 55.1 | 276.7 | 295.7 | 290.2 | 3.3 | 0
11:00 | 23.7 | 172 | 0 | 60.6 | 277.3 | 296.1 | 290.5 | 2.8 | 0
noon | 23.7 | -172 | 0 | 65.1 | 277.9 | 295.4 | 291 | 2.9 | 0
13:00 | 21.2 | -156.4 | 0 | 57 | 278.4 | 296 | 290.7 | 2.2 | 0
14:00 | 16.5 | -141.8 | 0 | 53.5 | 278.5 | 295.8 | 290.9 | 2.5 | 0
15:00 | 10.1 | -128.3 | 0 | 36 | 278.3 | 295.7 | 290.5 | 3 | 0
16:00 | 2.4 | -115.9 | 0 | 14.5 | 277.7 | 296 | 290.1 | 2.3 | 0
17:00 | -6.1 | -104 | 0 | 0.3 | 277.1 | 296 | 289.9 | 2.6 | 0
18:00 | -15.1 | -92.3 | 0 | 0 | 276.7 | 295.8 | 289.7 | 2.9 | 0
19:00 | -24.2 | -80.2 | 0 | 0 | 276.3 | 295.7 | 289.4 | 3 | 0
20:00 | -32.9 | -66.9 | 0 | 0 | 276 | 296 | 289.4 | 3 | 0
21:00 | -40.8 | -51.4 | 0 | 0 | 275.7 | 295.8 | 289.4 | 2.9 | 0
22:00 | -46.9 | -33 | 0 | 0 | 275.5 | 295.8 | 289.3 | 2.6 | 0
23:00 | -50.4 | -11.4 | 0 | 0 | 275.4 | 295.7 | 289.3 | 2.8 | 0
March
| solar | solar | direct | diffuse | outdoor | indoor | window | heating | blinds
| altitude | azimuth | radiation | radiation | temp. | temp. | temp. | load | closed
| (degrees) | (degrees) | (W-h/m2) | (W-h/m2) | (K) | (K) | (K) | (W-h/m2) | (% time)
midnight | -39 | 9.6 | 0 | 0 | 276.9 | 294.1 | 288.5 | 126.8 | 0
1:00 | -36 | 28.2 | 0 | 0 | 276.8 | 294.1 | 288.5 | 130.8 | 0
2:00 | -30.6 | 45 | 0 | 0 | 276.7 | 294.1 | 288.4 | 135 | 0
3:00 | -23.4 | 59.7 | 0 | 0 | 276.5 | 294.1 | 288.4 | 127.4 | 0
4:00 | -15 | 72.9 | 0 | 0 | 276.3 | 294.1 | 288.3 | 128.7 | 0
5:00 | -6.1 | 85.2 | 0 | 0 | 276.4 | 294.1 | 288.3 | 123.5 | 0
6:00 | 2.9 | 97.1 | 0 | 4.1 | 276.6 | 294.1 | 288.4 | 116 | 0
7:00 | 11.8 | 109.3 | 0 | 24.9 | 276.9 | 294.1 | 288.8 | 112.8 | 0
8:00 | 20 | 122.4 | 0 | 48.1 | 277.4 | 296.1 | 289.6 | 1.8 | 0
9:00 | 27 | 136.9 | 0 | 66.7 | 278 | 295.6 | 291.1 | 2.3 | 0
10:00 | 32.2 | 153.1 | 0 | 85.8 | 278.8 | 295.8 | 291.2 | 2.1 | 0
11:00 | 35.1 | 170.8 | 0 | 100 | 279.8 | 295.9 | 291.7 | 1.9 | 0
noon | 35.1 | -170.8 | 0 | 101.7 | 280.5 | 295.9 | 292.1 | 1.8 | 0
13:00 | 32.2 | -153.1 | 0 | 93 | 281.2 | 295.6 | 292.2 | 1.6 | 0
14:00 | 27 | -136.9 | 0 | 79.8 | 281.5 | 295.8 | 292.1 | 1.6 | 0
15:00 | 20 | -122.4 | 0 | 58.9 | 281.4 | 295.6 | 292 | 1.8 | 0
16:00 | 11.8 | -109.3 | 0 | 34.5 | 280.9 | 296.2 | 291.2 | 2 | 0
17:00 | 2.9 | -97.1 | 0 | 15.4 | 280.1 | 295.8 | 291 | 2.2 | 0
18:00 | -6.1 | -85.2 | 0 | 0 | 279.4 | 296.1 | 290.5 | 2.2 | 0
19:00 | -15 | -72.9 | 0 | 0 | 278.7 | 295.5 | 290.4 | 2.5 | 0
20:00 | -23.4 | -59.7 | 0 | 0 | 278.2 | 296.1 | 289.8 | 2.7 | 0
21:00 | -30.6 | -45 | 0 | 0 | 277.8 | 295.7 | 290.1 | 3.2 | 0
22:00 | -36 | -28.2 | 0 | 0 | 277.3 | 295.9 | 289.8 | 3.1 | 0
23:00 | -39 | -9.6 | 0 | 0 | 277.1 | 296.1 | 289.8 | 3.6 | 0
April
| solar | solar | direct | diffuse | outdoor | indoor | window | heating | blinds
| altitude | azimuth | radiation | radiation | temp. | temp. | temp. | load | closed
| (degrees) | (degrees) | (W-h/m2) | (W-h/m2) | (K) | (K) | (K) | (W-h/m2) | (% time)
midnight | -27.1 | 8.3 | 0 | 0 | 278.5 | 294.1 | 289 | 104.2 | 0
1:00 | -24.5 | 24.4 | 0 | 0 | 278.2 | 294.1 | 288.9 | 102.3 | 0
2:00 | -19.7 | 39.5 | 0 | 0 | 278 | 294.1 | 288.9 | 103.9 | 0
3:00 | -13.1 | 53.3 | 0 | 0 | 277.7 | 294.1 | 288.8 | 105.9 | 0
4:00 | -5.2 | 66 | 0 | 0 | 277.4 | 294.1 | 288.7 | 104.9 | 0
5:00 | 3.4 | 78 | 3 | 8 | 277.6 | 294.1 | 288.8 | 103.8 | 0
6:00 | 12.4 | 89.8 | 0.4 | 33.9 | 278.1 | 294.1 | 289.2 | 107.1 | 0
7:00 | 21.5 | 102 | 0 | 60.7 | 278.8 | 294.1 | 289.8 | 103.7 | 0
8:00 | 30.1 | 115.3 | 0 | 79.7 | 279.5 | 296.6 | 290.9 | 1.4 | 0
9:00 | 37.7 | 130.6 | 0 | 102.3 | 280.6 | 296.1 | 291.7 | 2.5 | 0
10:00 | 43.7 | 148.5 | 0 | 121.4 | 281.5 | 296.1 | 292.2 | 1.7 | 0
11:00 | 47 | 169.1 | 0 | 133.9 | 282.5 | 295.8 | 292.9 | 1.6 | 0
noon | 47 | -169.1 | 0 | 135.6 | 283.5 | 295.7 | 293.4 | 1.2 | 0
13:00 | 43.7 | -148.5 | 0 | 127.4 | 284.2 | 296.1 | 293.6 | 0.9 | 0
14:00 | 37.7 | -130.6 | 0 | 116.3 | 284.7 | 296.3 | 293.4 | 0.9 | 0
15:00 | 30.1 | -115.3 | 0 | 86.8 | 285 | 296.1 | 293.3 | 0.8 | 0
16:00 | 21.5 | -102 | 0 | 66.8 | 284.7 | 295.7 | 293 | 1 | 0
17:00 | 12.4 | -89.8 | 0.5 | 41.3 | 283.9 | 296 | 292.5 | 1 | 0
18:00 | 3.4 | -78 | 12.3 | 16.4 | 283 | 295.7 | 292 | 1.3 | 0
19:00 | -5.2 | -66 | 0 | 0 | 282 | 296.1 | 291.3 | 1.1 | 0
20:00 | -13.1 | -53.3 | 0 | 0 | 281 | 295.8 | 291.3 | 1.5 | 0
21:00 | -19.7 | -39.5 | 0 | 0 | 280 | 295.8 | 290.6 | 1.9 | 0
22:00 | -24.5 | -24.4 | 0 | 0 | 279.3 | 295.9 | 290.5 | 1.9 | 0
23:00 | -27.1 | -8.3 | 0 | 0 | 278.6 | 295.8 | 290.3 | 2.5 | 0
May
| solar | solar | direct | diffuse | outdoor | indoor | window | heating | blinds
| altitude | azimuth | radiation | radiation | temp. | temp. | temp. | load | closed
| (degrees) | (degrees) | (W-h/m2) | (W-h/m2) | (K) | (K) | (K) | (W-h/m2) | (% time)
midnight | -17.9 | 7.4 | 0 | 0 | 281 | 294.1 | 289.8 | 74.4 | 0
1:00 | -15.5 | 22 | 0 | 0 | 280.8 | 294.1 | 289.7 | 75.2 | 0
2:00 | -11.1 | 35.8 | 0 | 0 | 280.5 | 294.1 | 289.7 | 75.6 | 0
3:00 | -5 | 48.7 | 0 | 0 | 280.2 | 294.1 | 289.5 | 74.3 | 0
4:00 | 2.4 | 60.8 | 12.8 | 10.9 | 280.2 | 294.1 | 289.8 | 76.4 | 0
5:00 | 10.7 | 72.3 | 41.5 | 40.6 | 280.5 | 294.1 | 290.5 | 75.8 | 0
6:00 | 19.6 | 83.7 | 18 | 62.9 | 280.9 | 294.1 | 290.6 | 75.9 | 0
7:00 | 28.7 | 95.6 | 0 | 84.8 | 281.8 | 294.1 | 291 | 67.5 | 0
8:00 | 37.6 | 108.8 | 0 | 101.3 | 282.7 | 296.7 | 292.4 | 0.6 | 0
9:00 | 45.8 | 124.4 | 0 | 131.7 | 283.7 | 296.2 | 293.2 | 0.9 | 0
10:00 | 52.4 | 143.6 | 0 | 145.9 | 284.8 | 296.1 | 293.8 | 0.7 | 0
11:00 | 56.2 | 167.2 | 0 | 152.2 | 285.8 | 296.5 | 294.2 | 0.4 | 0
noon | 56.2 | -167.2 | 0 | 145.7 | 286.8 | 296.3 | 294.4 | 0.4 | 0
13:00 | 52.4 | -143.6 | 0 | 137.1 | 287.6 | 296.4 | 294.7 | 0.3 | 0
14:00 | 45.8 | -124.4 | 0 | 134.2 | 288 | 296.1 | 295.1 | 0.4 | 0
15:00 | 37.6 | -108.8 | 0 | 116.3 | 288 | 296.2 | 294.7 | 0.3 | 0
16:00 | 28.7 | -95.6 | 0 | 97.6 | 287.9 | 296.1 | 294.5 | 0.3 | 0
17:00 | 19.6 | -83.7 | 19 | 74.3 | 287.3 | 296.2 | 294 | 0.2 | 0
18:00 | 10.7 | -72.3 | 47.9 | 48.7 | 286.3 | 296.1 | 293.8 | 0.2 | 0
19:00 | 2.4 | -60.8 | 25.2 | 18.1 | 285.1 | 296.2 | 293 | 0.4 | 0
20:00 | -5 | -48.7 | 0 | 0 | 284 | 296.1 | 291.9 | 0.5 | 0
21:00 | -11.1 | -35.8 | 0 | 0 | 283.1 | 296.1 | 291.7 | 0.6 | 0
22:00 | -15.5 | -22 | 0 | 0 | 282.3 | 296 | 291.4 | 0.8 | 0
23:00 | -17.9 | -7.4 | 0 | 0 | 281.5 | 296 | 291.2 | 1.1 | 0
June
| solar | solar | direct | diffuse | outdoor | indoor | window | heating | blinds
| altitude | azimuth | radiation | radiation | temp. | temp. | temp. | load | closed
| (degrees) | (degrees) | (W-h/m2) | (W-h/m2) | (K) | (K) | (K) | (W-h/m2) | (% time)
midnight | -13.8 | 7 | 0 | 0 | 284.5 | 294.2 | 291 | 41.8 | 0
1:00 | -11.6 | 21 | 0 | 0 | 284.2 | 294.1 | 290.9 | 40.9 | 0
2:00 | -7.3 | 34.3 | 0 | 0 | 283.9 | 294.1 | 290.7 | 37.6 | 0
3:00 | -1.4 | 46.7 | 0 | 0 | 283.6 | 294.1 | 290.6 | 36.5 | 0
4:00 | 5.8 | 58.4 | 47 | 27.4 | 283.7 | 294.2 | 291.6 | 37.9 | 0
5:00 | 14 | 69.7 | 54.6 | 52.4 | 284.2 | 294.3 | 292.1 | 37.9 | 0
6:00 | 22.8 | 80.8 | 26.7 | 76.8 | 284.6 | 294.4 | 292.1 | 39 | 0
7:00 | 31.9 | 92.5 | 0 | 90.6 | 285.2 | 294.4 | 292.3 | 37.5 | 0
8:00 | 40.9 | 105.5 | 0 | 104.6 | 286.2 | 296.6 | 293.8 | 0.2 | 0
9:00 | 49.2 | 121 | 0 | 130.5 | 287.2 | 296.2 | 294.7 | 0.3 | 0
10:00 | 56.1 | 140.8 | 0 | 140.9 | 288.1 | 296.2 | 295.1 | 0.1 | 0
11:00 | 60.2 | 166 | 0 | 149.1 | 289.1 | 296.6 | 295.6 | 0.2 | 0
noon | 60.2 | -166 | 0 | 150.4 | 290 | 296.8 | 296.1 | 0.1 | 0
13:00 | 56.1 | -140.8 | 0 | 149.6 | 290.6 | 297.1 | 296.4 | 0 | 0
14:00 | 49.2 | -121 | 0 | 133.5 | 291 | 296.9 | 296.5 | 0 | 0
15:00 | 40.9 | -105.5 | 0 | 111.8 | 291.1 | 297.2 | 296.2 | 0 | 0
16:00 | 31.9 | -92.5 | 0 | 113.1 | 290.9 | 296.9 | 295.9 | 0 | 0
17:00 | 22.8 | -80.8 | 25.1 | 93.4 | 290.2 | 296.8 | 295.5 | 0.1 | 0
18:00 | 14 | -69.7 | 50.8 | 67.2 | 289.3 | 296.2 | 295.2 | 0.2 | 0
19:00 | 5.8 | -58.4 | 47.8 | 41 | 288.3 | 296.4 | 294.7 | 0.2 | 0
20:00 | -1.4 | -46.7 | 0 | 0 | 287.4 | 296 | 293.4 | 0.3 | 0
21:00 | -7.3 | -34.3 | 0 | 0 | 286.4 | 296.1 | 293.1 | 0.2 | 0
22:00 | -11.6 | -21 | 0 | 0 | 285.7 | 295.7 | 292.9 | 0.5 | 0
23:00 | -13.8 | -7 | 0 | 0 | 284.8 | 296.2 | 292.4 | 0.3 | 0
July
| solar | solar | direct | diffuse | outdoor | indoor | window | heating | blinds
| altitude | azimuth | radiation | radiation | temp. | temp. | temp. | load | closed
| (degrees) | (degrees) | (W-h/m2) | (W-h/m2) | (K) | (K) | (K) | (W-h/m2) | (% time)
midnight | -15.9 | 7.2 | 0 | 0 | 286.4 | 295.4 | 292.5 | 15.2 | 0
1:00 | -13.7 | 21.5 | 0 | 0 | 286.1 | 295.1 | 292.1 | 18.7 | 0
2:00 | -9.3 | 35.1 | 0 | 0 | 285.6 | 294.9 | 291.8 | 18.9 | 0
3:00 | -3.3 | 47.8 | 0 | 0 | 285.3 | 294.7 | 291.6 | 17.4 | 0
4:00 | 4 | 59.7 | 7.4 | 13.9 | 285.5 | 294.6 | 291.8 | 18 | 0
5:00 | 12.3 | 71 | 22.1 | 43.4 | 285.8 | 294.8 | 292.5 | 16.3 | 0
6:00 | 21.1 | 82.3 | 12.9 | 72.5 | 286.4 | 295.1 | 293 | 16.7 | 0
7:00 | 30.2 | 94.1 | 0 | 90.2 | 286.8 | 295.3 | 293.5 | 14.7 | 0
8:00 | 39.2 | 107.3 | 0 | 107.5 | 287.6 | 297 | 295 | 0 | 0
9:00 | 47.4 | 122.8 | 0 | 130 | 288.7 | 297 | 295.6 | 0 | 0
10:00 | 54.2 | 142.4 | 0 | 152.9 | 289.7 | 297.2 | 296.4 | 0 | 0
11:00 | 58.1 | 166.6 | 0 | 166.1 | 290.7 | 297.7 | 296.7 | 0 | 0
noon | 58.1 | -166.6 | 0 | 174.3 | 291.7 | 297.5 | 297.5 | 0 | 0
13:00 | 54.2 | -142.4 | 0 | 161.4 | 292.5 | 297.7 | 297.6 | 0 | 0
14:00 | 47.4 | -122.8 | 0 | 145.3 | 292.9 | 297.5 | 297.4 | 0 | 0
15:00 | 39.2 | -107.3 | 0 | 120.5 | 293 | 297.4 | 297.2 | 0 | 0
16:00 | 30.2 | -94.1 | 0 | 114.7 | 292.8 | 297.2 | 297.1 | 0 | 0
17:00 | 21.1 | -82.3 | 18.9 | 91.1 | 292.4 | 297.5 | 296.9 | 0 | 0
18:00 | 12.3 | -71 | 59.5 | 68.5 | 291.5 | 297.4 | 296.6 | 0 | 0
19:00 | 4 | -59.7 | 57.7 | 35.1 | 290.4 | 297.4 | 296 | 0 | 0
20:00 | -3.3 | -47.8 | 0 | 0 | 289.3 | 296.9 | 294.5 | 0 | 0
21:00 | -9.3 | -35.1 | 0 | 0 | 288.4 | 297 | 294.2 | 0 | 0
22:00 | -13.7 | -21.5 | 0 | 0 | 287.5 | 296.8 | 293.9 | 0.1 | 0
23:00 | -15.9 | -7.2 | 0 | 0 | 286.8 | 297 | 293.6 | 0 | 0
August
| solar | solar | direct | diffuse | outdoor | indoor | window | heating | blinds
| altitude | azimuth | radiation | radiation | temp. | temp. | temp. | load | closed
| (degrees) | (degrees) | (W-h/m2) | (W-h/m2) | (K) | (K) | (K) | (W-h/m2) | (% time)
midnight | -23.7 | 7.9 | 0 | 0 | 286.4 | 295.1 | 292.3 | 13.3 | 0
1:00 | -21.3 | 23.5 | 0 | 0 | 286 | 294.9 | 292 | 14.5 | 0
2:00 | -16.6 | 38.1 | 0 | 0 | 285.9 | 294.7 | 291.8 | 16.1 | 0
3:00 | -10.1 | 51.6 | 0 | 0 | 285.4 | 294.6 | 291.6 | 17.3 | 0
4:00 | -2.4 | 64.1 | 0 | 0 | 285.1 | 294.4 | 291.4 | 19.5 | 0
5:00 | 6 | 75.9 | 12.7 | 19 | 285.3 | 294.5 | 291.7 | 18.7 | 0
6:00 | 15.1 | 87.6 | 5.8 | 45.6 | 285.9 | 294.6 | 292.2 | 17.6 | 0
7:00 | 24.2 | 99.7 | 0 | 76 | 286.5 | 295 | 292.9 | 17.7 | 0
8:00 | 32.9 | 113.1 | 0 | 96.4 | 287.3 | 297.1 | 294.6 | 0 | 0
9:00 | 40.7 | 128.5 | 0 | 119 | 288.2 | 297.1 | 295.2 | 0 | 0
10:00 | 46.9 | 146.9 | 0 | 144.3 | 289.3 | 296.8 | 296 | 0 | 0
11:00 | 50.3 | 168.5 | 0 | 156.9 | 290.4 | 297 | 296.4 | 0 | 0
noon | 50.3 | -168.5 | 0 | 169.1 | 291.3 | 297 | 297 | 0 | 0
13:00 | 46.9 | -146.9 | 0 | 150.2 | 292 | 297.4 | 297.1 | 0 | 0
14:00 | 40.7 | -128.5 | 0 | 130.8 | 292.5 | 297.2 | 297.2 | 0 | 0
15:00 | 32.9 | -113.1 | 0 | 103.7 | 292.6 | 297.6 | 296.9 | 0 | 0
16:00 | 24.2 | -99.7 | 0 | 76.7 | 292.2 | 297.4 | 296.5 | 0 | 0
17:00 | 15.1 | -87.6 | 6.3 | 56.4 | 291.7 | 297.3 | 296 | 0 | 0
18:00 | 6 | -75.9 | 24.9 | 35.1 | 290.9 | 297.3 | 295.7 | 0 | 0
19:00 | -2.4 | -64.1 | 0 | 6 | 289.9 | 297.3 | 294.7 | 0 | 0
20:00 | -10.1 | -51.6 | 0 | 0 | 289 | 296.9 | 294.5 | 0 | 0
21:00 | -16.6 | -38.1 | 0 | 0 | 288.1 | 296.9 | 294.2 | 0 | 0
22:00 | -21.3 | -23.5 | 0 | 0 | 287.3 | 296.9 | 293.5 | 0 | 0
23:00 | -23.7 | -7.9 | 0 | 0 | 286.6 | 296.7 | 293.5 | 0 | 0
September
| solar | solar | direct | diffuse | outdoor | indoor | window | heating | blinds
| altitude | azimuth | radiation | radiation | temp. | temp. | temp. | load | closed
| (degrees) | (degrees) | (W-h/m2) | (W-h/m2) | (K) | (K) | (K) | (W-h/m2) | (% time)
midnight | -35.1 | 9.1 | 0 | 0 | 284.9 | 295.1 | 291.8 | 41.9 | 0
1:00 | -32.3 | 26.9 | 0 | 0 | 284.8 | 294.9 | 291.6 | 41.9 | 0
2:00 | -27.1 | 43.1 | 0 | 0 | 284.5 | 294.8 | 291.4 | 41.4 | 0
3:00 | -20 | 57.5 | 0 | 0 | 284.3 | 294.6 | 291.2 | 40.8 | 0
4:00 | -11.8 | 70.6 | 0 | 0 | 284.1 | 294.5 | 291.1 | 41.5 | 0
5:00 | -3 | 82.8 | 0 | 0.3 | 284 | 294.5 | 291 | 43.7 | 0
6:00 | 6 | 94.7 | 0 | 19.9 | 284.3 | 294.4 | 291.3 | 41.7 | 0
7:00 | 15 | 107 | 0 | 44.4 | 284.7 | 294.6 | 291.8 | 36.8 | 0
8:00 | 23.3 | 120.2 | 0 | 67.9 | 285.4 | 297.1 | 293.5 | 0.4 | 0
9:00 | 30.6 | 135 | 0 | 89.9 | 286.1 | 296.8 | 294 | 0.6 | 0
10:00 | 36 | 151.7 | 0 | 104.9 | 286.8 | 296.9 | 294.5 | 0.3 | 0
11:00 | 39 | 170.3 | 0 | 105.9 | 287.6 | 296.7 | 294.9 | 0.2 | 0
noon | 39 | -170.3 | 0 | 104.9 | 288.3 | 296.9 | 295.1 | 0.1 | 0
13:00 | 36 | -151.7 | 0 | 101.4 | 288.9 | 297 | 295.3 | 0.1 | 0
14:00 | 30.6 | -135 | 0 | 92.6 | 289.4 | 297.1 | 295.6 | 0.1 | 0
15:00 | 23.3 | -120.2 | 0 | 73.2 | 289.5 | 297.1 | 295.2 | 0.2 | 0
16:00 | 15 | -107 | 0 | 44.6 | 289.3 | 297.2 | 295 | 0 | 0
17:00 | 6 | -94.7 | 0 | 23.9 | 288.6 | 296.9 | 294.4 | 0.1 | 0
18:00 | -3 | -82.8 | 0 | 2.4 | 287.8 | 296.7 | 294 | 0.2 | 0
19:00 | -11.8 | -70.6 | 0 | 0 | 287.1 | 296.7 | 293.7 | 0.5 | 0
20:00 | -20 | -57.5 | 0 | 0 | 286.5 | 296.8 | 293.3 | 0.5 | 0
21:00 | -27.1 | -43.1 | 0 | 0 | 285.9 | 296.7 | 293.2 | 0.5 | 0
22:00 | -32.3 | -26.9 | 0 | 0 | 285.3 | 296.6 | 293 | 0.7 | 0
23:00 | -35.1 | -9.1 | 0 | 0 | 285 | 296.8 | 292.9 | 0.7 | 0
October
| solar | solar | direct | diffuse | outdoor | indoor | window | heating | blinds
| altitude | azimuth | radiation | radiation | temp. | temp. | temp. | load | closed
| (degrees) | (degrees) | (W-h/m2) | (W-h/m2) | (K) | (K) | (K) | (W-h/m2) | (% time)
midnight | -47 | 10.8 | 0 | 0 | 282.1 | 294.3 | 290.3 | 57.2 | 0
1:00 | -43.7 | 31.4 | 0 | 0 | 282.1 | 294.2 | 290.3 | 56.1 | 0
2:00 | -37.8 | 49.3 | 0 | 0 | 282 | 294.2 | 290.2 | 57.5 | 0
3:00 | -30.1 | 64.6 | 0 | 0 | 281.8 | 294.1 | 290.1 | 58.4 | 0
4:00 | -21.5 | 78 | 0 | 0 | 281.8 | 294.1 | 290.1 | 59.9 | 0
5:00 | -12.4 | 90.2 | 0 | 0 | 281.7 | 294.1 | 290 | 64.7 | 0
6:00 | -3.4 | 102 | 0 | 0.8 | 281.8 | 294.1 | 290.1 | 65.4 | 0
7:00 | 5.2 | 114 | 0 | 16.8 | 282.2 | 294.1 | 290.4 | 64.2 | 0
8:00 | 13 | 126.6 | 0 | 37.6 | 282.6 | 296.3 | 291.5 | 0.6 | 0
9:00 | 19.7 | 140.4 | 0 | 61.3 | 283.3 | 295.7 | 292.8 | 1.1 | 0
10:00 | 24.5 | 155.5 | 0 | 70.4 | 283.9 | 296.1 | 292.8 | 0.7 | 0
11:00 | 27.1 | 171.7 | 0 | 81.3 | 284.6 | 296.1 | 293.2 | 0.8 | 0
noon | 27.1 | -171.7 | 0 | 79 | 285.1 | 296.1 | 293.4 | 0.8 | 0
13:00 | 24.5 | -155.5 | 0 | 65.6 | 285.4 | 296 | 293.2 | 0.6 | 0
14:00 | 19.7 | -140.4 | 0 | 49.7 | 285.5 | 296.3 | 293 | 0.7 | 0
15:00 | 13 | -126.6 | 0 | 33.4 | 285.3 | 295.8 | 293.1 | 0.5 | 0
16:00 | 5.2 | -114 | 0 | 14.6 | 284.7 | 296.2 | 292.5 | 0.5 | 0
17:00 | -3.4 | -102 | 0 | 0.4 | 284.1 | 296 | 292.2 | 0.9 | 0
18:00 | -12.4 | -90.2 | 0 | 0 | 283.5 | 295.8 | 291.8 | 0.9 | 0
19:00 | -21.5 | -78 | 0 | 0 | 283.1 | 296.2 | 291.8 | 0.7 | 0
20:00 | -30.1 | -64.6 | 0 | 0 | 282.8 | 296.1 | 291.7 | 0.8 | 0
21:00 | -37.8 | -49.3 | 0 | 0 | 282.5 | 296 | 291.8 | 0.8 | 0
22:00 | -43.7 | -31.4 | 0 | 0 | 282.4 | 296 | 291.5 | 0.8 | 0
23:00 | -47 | -10.8 | 0 | 0 | 282.2 | 295.9 | 291.8 | 0.8 | 0
November
| solar | solar | direct | diffuse | outdoor | indoor | window | heating | blinds
| altitude | azimuth | radiation | radiation | temp. | temp. | temp. | load | closed
| (degrees) | (degrees) | (W-h/m2) | (W-h/m2) | (K) | (K) | (K) | (W-h/m2) | (% time)
midnight | -56.2 | 12.8 | 0 | 0 | 278.9 | 294.1 | 289.1 | 102.6 | 0
1:00 | -52.4 | 36.3 | 0 | 0 | 278.8 | 294.1 | 289.1 | 103.2 | 0
2:00 | -45.8 | 55.6 | 0 | 0 | 278.6 | 294.1 | 289.1 | 109.3 | 0
3:00 | -37.7 | 71.1 | 0 | 0 | 278.5 | 294.1 | 289 | 105.7 | 0
4:00 | -28.8 | 84.3 | 0 | 0 | 278.4 | 294.1 | 289 | 101.6 | 0
5:00 | -19.7 | 96.2 | 0 | 0 | 278.4 | 294.1 | 289 | 105.1 | 0
6:00 | -10.7 | 107.7 | 0 | 0 | 278.3 | 294.1 | 289 | 105.4 | 0
7:00 | -2.4 | 119.2 | 0 | 1 | 278.2 | 294.1 | 288.9 | 106 | 0
8:00 | 5 | 131.2 | 0 | 16 | 278.4 | 295.7 | 289.4 | 1.6 | 0
9:00 | 11.1 | 144.1 | 0 | 30.1 | 278.8 | 296 | 290.9 | 1.7 | 0
10:00 | 15.5 | 157.9 | 0 | 45.9 | 279.2 | 295.7 | 291.1 | 2.3 | 0
11:00 | 17.8 | 172.5 | 0 | 57.8 | 279.7 | 296.1 | 291.2 | 1.8 | 0
noon | 17.8 | -172.5 | 0 | 55.3 | 280.1 | 295.3 | 291.7 | 1.8 | 0
13:00 | 15.5 | -157.9 | 0 | 47.3 | 280.3 | 296 | 291.4 | 1.7 | 0
14:00 | 11.1 | -144.1 | 0 | 30.2 | 280.4 | 295.6 | 291.3 | 1.9 | 0
15:00 | 5 | -131.2 | 0 | 12.9 | 280.2 | 296.1 | 290.9 | 1.5 | 0
16:00 | -2.4 | -119.2 | 0 | 0 | 280 | 295.8 | 290.9 | 1.7 | 0
17:00 | -10.7 | -107.7 | 0 | 0 | 279.7 | 295.9 | 290.6 | 2 | 0
18:00 | -19.7 | -96.2 | 0 | 0 | 279.6 | 295.6 | 290.7 | 1.7 | 0
19:00 | -28.8 | -84.3 | 0 | 0 | 279.4 | 296.3 | 290.4 | 1.5 | 0
20:00 | -37.7 | -71.1 | 0 | 0 | 279.4 | 295.7 | 290.7 | 2.4 | 0
21:00 | -45.8 | -55.6 | 0 | 0 | 279.2 | 295.8 | 290.3 | 1.8 | 0
22:00 | -52.4 | -36.3 | 0 | 0 | 279 | 296.1 | 290.4 | 1.6 | 0
23:00 | -56.2 | -12.8 | 0 | 0 | 278.8 | 295.7 | 290.4 | 2.2 | 0
December
| solar | solar | direct | diffuse | outdoor | indoor | window | heating | blinds
| altitude | azimuth | radiation | radiation | temp. | temp. | temp. | load | closed
| (degrees) | (degrees) | (W-h/m2) | (W-h/m2) | (K) | (K) | (K) | (W-h/m2) | (% time)
midnight | -60.2 | 13.9 | 0 | 0 | 276.9 | 294.1 | 288.5 | 107.2 | 0
1:00 | -56.1 | 39.1 | 0 | 0 | 276.8 | 294.1 | 288.5 | 111.1 | 0
2:00 | -49.2 | 58.9 | 0 | 0 | 276.8 | 294.1 | 288.5 | 111.4 | 0
3:00 | -40.9 | 74.4 | 0 | 0 | 276.8 | 294.1 | 288.5 | 111.4 | 0
4:00 | -31.9 | 87.4 | 0 | 0 | 276.9 | 294.1 | 288.5 | 108.8 | 0
5:00 | -22.8 | 99.1 | 0 | 0 | 277 | 294.1 | 288.5 | 111.8 | 0
6:00 | -14 | 110.2 | 0 | 0 | 276.9 | 294.1 | 288.5 | 109 | 0
7:00 | -5.8 | 121.5 | 0 | 0 | 276.9 | 294.1 | 288.5 | 106.2 | 0
8:00 | 1.4 | 133.2 | 0 | 1.8 | 277.1 | 295.5 | 289 | 1.9 | 0
9:00 | 7.3 | 145.7 | 0 | 14.9 | 277.3 | 296.7 | 290 | 2 | 0
10:00 | 11.6 | 158.9 | 0 | 28.6 | 277.7 | 295.5 | 290.4 | 3.6 | 0
11:00 | 13.8 | 172.9 | 0 | 36.8 | 277.9 | 296.2 | 290.4 | 1.9 | 0
noon | 13.8 | -172.9 | 0 | 37.9 | 278.2 | 295.7 | 290.5 | 2.9 | 0
13:00 | 11.6 | -158.9 | 0 | 29 | 278.4 | 296 | 290.5 | 1.8 | 0
14:00 | 7.3 | -145.7 | 0 | 18.1 | 278.3 | 295.7 | 290.4 | 2.4 | 0
15:00 | 1.4 | -133.2 | 0 | 4.7 | 278.2 | 295.9 | 290.2 | 2.2 | 0
16:00 | -5.8 | -121.5 | 0 | 0 | 277.8 | 295.9 | 290 | 2.3 | 0
17:00 | -14 | -110.2 | 0 | 0 | 277.7 | 295.9 | 290.1 | 2.1 | 0
18:00 | -22.8 | -99.1 | 0 | 0 | 277.5 | 295.8 | 290 | 2.7 | 0
19:00 | -31.9 | -87.4 | 0 | 0 | 277.5 | 296 | 289.7 | 2.2 | 0
20:00 | -40.9 | -74.4 | 0 | 0 | 277.3 | 296 | 290 | 2 | 0
21:00 | -49.2 | -58.9 | 0 | 0 | 277.1 | 295.7 | 289.8 | 2.5 | 0
22:00 | -56.1 | -39.1 | 0 | 0 | 277.1 | 295.8 | 289.7 | 2 | 0
23:00 | -60.2 | -13.9 | 0 | 0 | 277 | 296.1 | 289.7 | 2.2 | 0

## Sheet20
Scenario Four (green)
Tue Dec 03 2019 23:07:51 GMT+0000 (Greenwich Mean Time)
Setup Information:
Building
Location | UK - London
Building length, side A | N/A
Building length, side B | N/A
Simulation Type
Simulation Type | one_sided
Window Description
Typology | dgu_nb
Glazing Type | clear
Window Area | 20%
Wall Description
Insulation R-Value | 99999999.9 m2-K/W
Occupancy
Type | Low-rise Residential
Occupancy Load | 0.000 people per m2
Lighting Requirements | 400 lux
Equipment Load | 0.00 W/m2
Room Ventilation
Air Change Rate per Occupant | 15.0 liters / sec per person
Total Air Change Rate | 0.0 roomfuls per hour
Lighting Control
Lighting Control | lights do not respond to daylight: all lights fully on while building is occupied
Representative Room
Orientation | north
Room Depth | 27 m
Room Width | 5 m
Room Height | 2.2 m
Thermal Mass
Thermal Mass | none
Overhang
Overhang Depth | 0 m
Roof
Roof Type | adiabatic roof
Simulation Results:
Primary Energy Use and CO2 Emissions
| heating | cooling | lighting | total | CO2
| energy | energy | energy | energy | emissions
| (kWh/m2) | (kWh/m2) | (kWh/m2) | (kWh/m2) | (kg/m2)
January | 33.9 | 0 | 7.3 | 41.2 | 8.2
February | 28.2 | 0 | 6.6 | 34.8 | 7
March | 32.1 | 0 | 7.3 | 39.4 | 7.9
April | 25.8 | 0 | 7.1 | 32.9 | 6.6
May | 18.7 | 0 | 7.3 | 26 | 5.2
June | 9.4 | 0 | 7.1 | 16.5 | 3.3
July | 4.2 | 0 | 7.3 | 11.5 | 2.3
August | 4.2 | 0 | 7.3 | 11.5 | 2.3
September | 10 | 0 | 7.1 | 17.1 | 3.4
October | 15.3 | 0 | 7.3 | 22.6 | 4.5
November | 26 | 0 | 7.1 | 33.1 | 6.6
December | 28.3 | 0 | 7.3 | 35.6 | 7.1
Total | 236.1 | 0 | 86.1 | 322.2 | 64.4 | yearly energy
January
| solar | solar | direct | diffuse | outdoor | indoor | window | heating | blinds
| altitude | azimuth | radiation | radiation | temp. | temp. | temp. | load | closed
| (degrees) | (degrees) | (W-h/m2) | (W-h/m2) | (K) | (K) | (K) | (W-h/m2) | (% time)
midnight | -58.1 | 13.3 | 0 | 0 | 275.9 | 294.1 | 288.2 | 134.6 | 0
1:00 | -54.2 | 37.6 | 0 | 0 | 275.8 | 294.1 | 288.2 | 134 | 0
2:00 | -47.5 | 57.1 | 0 | 0 | 275.8 | 294.1 | 288.2 | 132.5 | 0
3:00 | -39.2 | 72.7 | 0 | 0 | 275.7 | 294.1 | 288.1 | 128.3 | 0
4:00 | -30.2 | 85.8 | 0 | 0 | 275.6 | 294.1 | 288.1 | 131 | 0
5:00 | -21.1 | 97.6 | 0 | 0 | 275.6 | 294.1 | 288.1 | 130.9 | 0
6:00 | -12.3 | 108.9 | 0 | 0 | 275.5 | 294.1 | 288.1 | 128.5 | 0
7:00 | -4 | 120.3 | 0 | 0 | 275.5 | 294.1 | 288.1 | 127.4 | 0
8:00 | 3.3 | 132.2 | 0 | 5.1 | 275.7 | 295.4 | 288.8 | 2.3 | 0
9:00 | 9.3 | 144.9 | 0 | 20.2 | 276.1 | 296.7 | 289.5 | 2.3 | 0
10:00 | 13.6 | 158.4 | 0 | 34.6 | 276.5 | 295.5 | 290.4 | 3.5 | 0
11:00 | 15.9 | 172.7 | 0 | 40.5 | 276.7 | 296.1 | 289.9 | 2.6 | 0
noon | 15.9 | -172.7 | 0 | 42.7 | 277.2 | 295.9 | 290.2 | 3 | 0
13:00 | 13.6 | -158.4 | 0 | 38.1 | 277.6 | 295.9 | 290.4 | 2.9 | 0
14:00 | 9.3 | -144.9 | 0 | 26.7 | 277.5 | 295.9 | 290.1 | 2.7 | 0
15:00 | 3.3 | -132.2 | 0 | 13.2 | 277.3 | 295.8 | 290.1 | 3.2 | 0
16:00 | -4 | -120.3 | 0 | 0.6 | 277 | 295.9 | 289.7 | 2.6 | 0
17:00 | -12.3 | -108.9 | 0 | 0 | 276.8 | 295.9 | 289.6 | 2.8 | 0
18:00 | -21.1 | -97.6 | 0 | 0 | 276.5 | 295.9 | 289.6 | 3.7 | 0
19:00 | -30.2 | -85.8 | 0 | 0 | 276.3 | 295.7 | 289.6 | 3.2 | 0
20:00 | -39.2 | -72.7 | 0 | 0 | 276.1 | 296 | 289.3 | 3 | 0
21:00 | -47.5 | -57.1 | 0 | 0 | 276.1 | 295.9 | 289.6 | 3 | 0
22:00 | -54.2 | -37.6 | 0 | 0 | 276 | 295.5 | 289.4 | 3.4 | 0
23:00 | -58.1 | -13.3 | 0 | 0 | 275.9 | 296 | 289.2 | 2.7 | 0
February
| solar | solar | direct | diffuse | outdoor | indoor | window | heating | blinds
| altitude | azimuth | radiation | radiation | temp. | temp. | temp. | load | closed
| (degrees) | (degrees) | (W-h/m2) | (W-h/m2) | (K) | (K) | (K) | (W-h/m2) | (% time)
midnight | -50.4 | 11.4 | 0 | 0 | 275.4 | 294.1 | 288 | 115.1 | 0
1:00 | -46.9 | 33 | 0 | 0 | 275.3 | 294.1 | 288 | 109.5 | 0
2:00 | -40.8 | 51.4 | 0 | 0 | 275.2 | 294.1 | 288 | 113.6 | 0
3:00 | -32.9 | 66.9 | 0 | 0 | 275.2 | 294.1 | 288 | 120.2 | 0
4:00 | -24.2 | 80.2 | 0 | 0 | 275.2 | 294.1 | 288 | 122.2 | 0
5:00 | -15.1 | 92.3 | 0 | 0 | 275.1 | 294.1 | 287.9 | 126.8 | 0
6:00 | -6.1 | 104 | 0 | 0 | 275.1 | 294.1 | 287.9 | 126.6 | 0
7:00 | 2.4 | 115.9 | 0 | 2.3 | 275.1 | 294.1 | 288 | 130.3 | 0
8:00 | 10.1 | 128.3 | 0 | 20.6 | 275.5 | 295.6 | 288.5 | 2.4 | 0
9:00 | 16.5 | 141.8 | 0 | 40.4 | 276.1 | 296.2 | 290 | 2.4 | 0
10:00 | 21.2 | 156.4 | 0 | 55.1 | 276.7 | 295.7 | 290.1 | 3.4 | 0
11:00 | 23.7 | 172 | 0 | 60.6 | 277.3 | 296.1 | 290.4 | 2.7 | 0
noon | 23.7 | -172 | 0 | 65.1 | 277.9 | 295.5 | 290.9 | 2.8 | 0
13:00 | 21.2 | -156.4 | 0 | 57 | 278.4 | 296 | 290.9 | 2.4 | 0
14:00 | 16.5 | -141.8 | 0 | 53.5 | 278.5 | 295.6 | 290.9 | 2.5 | 0
15:00 | 10.1 | -128.3 | 0 | 36 | 278.3 | 296 | 290.4 | 2.6 | 0
16:00 | 2.4 | -115.9 | 0 | 14.5 | 277.7 | 296.1 | 290.2 | 2.6 | 0
17:00 | -6.1 | -104 | 0 | 0.3 | 277.1 | 295.8 | 289.9 | 2.7 | 0
18:00 | -15.1 | -92.3 | 0 | 0 | 276.7 | 295.9 | 289.5 | 2.5 | 0
19:00 | -24.2 | -80.2 | 0 | 0 | 276.3 | 295.9 | 289.6 | 3.2 | 0
20:00 | -32.9 | -66.9 | 0 | 0 | 276 | 295.4 | 289.6 | 3 | 0
21:00 | -40.8 | -51.4 | 0 | 0 | 275.7 | 295.8 | 288.9 | 2.6 | 0
22:00 | -46.9 | -33 | 0 | 0 | 275.5 | 296.3 | 289.3 | 2.2 | 0
23:00 | -50.4 | -11.4 | 0 | 0 | 275.4 | 295.6 | 289.5 | 3.1 | 0
March
| solar | solar | direct | diffuse | outdoor | indoor | window | heating | blinds
| altitude | azimuth | radiation | radiation | temp. | temp. | temp. | load | closed
| (degrees) | (degrees) | (W-h/m2) | (W-h/m2) | (K) | (K) | (K) | (W-h/m2) | (% time)
midnight | -39 | 9.6 | 0 | 0 | 276.9 | 294.1 | 288.5 | 127 | 0
1:00 | -36 | 28.2 | 0 | 0 | 276.8 | 294.1 | 288.5 | 130.8 | 0
2:00 | -30.6 | 45 | 0 | 0 | 276.7 | 294.1 | 288.4 | 135 | 0
3:00 | -23.4 | 59.7 | 0 | 0 | 276.5 | 294.1 | 288.4 | 127.5 | 0
4:00 | -15 | 72.9 | 0 | 0 | 276.3 | 294.1 | 288.3 | 128.8 | 0
5:00 | -6.1 | 85.2 | 0 | 0 | 276.4 | 294.1 | 288.3 | 123.5 | 0
6:00 | 2.9 | 97.1 | 0 | 4.1 | 276.6 | 294.1 | 288.4 | 116 | 0
7:00 | 11.8 | 109.3 | 0 | 24.9 | 276.9 | 294.1 | 288.8 | 112.8 | 0
8:00 | 20 | 122.4 | 0 | 48.1 | 277.4 | 296.1 | 289.6 | 1.8 | 0
9:00 | 27 | 136.9 | 0 | 66.7 | 278 | 295.7 | 291.1 | 2.3 | 0
10:00 | 32.2 | 153.1 | 0 | 85.8 | 278.8 | 295.8 | 291.2 | 2 | 0
11:00 | 35.1 | 170.8 | 0 | 100 | 279.8 | 295.9 | 291.7 | 1.9 | 0
noon | 35.1 | -170.8 | 0 | 101.7 | 280.5 | 295.8 | 292.1 | 1.8 | 0
13:00 | 32.2 | -153.1 | 0 | 93 | 281.2 | 295.7 | 292.2 | 1.6 | 0
14:00 | 27 | -136.9 | 0 | 79.8 | 281.5 | 295.7 | 292.2 | 1.6 | 0
15:00 | 20 | -122.4 | 0 | 58.9 | 281.4 | 296 | 291.8 | 1.8 | 0
16:00 | 11.8 | -109.3 | 0 | 34.5 | 280.9 | 295.9 | 291.3 | 2.1 | 0
17:00 | 2.9 | -97.1 | 0 | 15.4 | 280.1 | 295.8 | 291 | 2 | 0
18:00 | -6.1 | -85.2 | 0 | 0 | 279.4 | 296 | 290.4 | 2.1 | 0
19:00 | -15 | -72.9 | 0 | 0 | 278.7 | 295.9 | 290.4 | 2.3 | 0
20:00 | -23.4 | -59.7 | 0 | 0 | 278.2 | 295.9 | 290.2 | 3 | 0
21:00 | -30.6 | -45 | 0 | 0 | 277.8 | 295.8 | 290 | 3 | 0
22:00 | -36 | -28.2 | 0 | 0 | 277.3 | 295.8 | 289.9 | 3 | 0
23:00 | -39 | -9.6 | 0 | 0 | 277.1 | 295.8 | 289.7 | 3.6 | 0
April
| solar | solar | direct | diffuse | outdoor | indoor | window | heating | blinds
| altitude | azimuth | radiation | radiation | temp. | temp. | temp. | load | closed
| (degrees) | (degrees) | (W-h/m2) | (W-h/m2) | (K) | (K) | (K) | (W-h/m2) | (% time)
midnight | -27.1 | 8.3 | 0 | 0 | 278.5 | 294.1 | 289 | 104.2 | 0
1:00 | -24.5 | 24.4 | 0 | 0 | 278.2 | 294.1 | 288.9 | 102.3 | 0
2:00 | -19.7 | 39.5 | 0 | 0 | 278 | 294.1 | 288.9 | 103.9 | 0
3:00 | -13.1 | 53.3 | 0 | 0 | 277.7 | 294.1 | 288.8 | 106 | 0
4:00 | -5.2 | 66 | 0 | 0 | 277.4 | 294.1 | 288.7 | 104.9 | 0
5:00 | 3.4 | 78 | 3 | 8 | 277.6 | 294.1 | 288.8 | 103.8 | 0
6:00 | 12.4 | 89.8 | 0.4 | 33.9 | 278.1 | 294.1 | 289.2 | 107.1 | 0
7:00 | 21.5 | 102 | 0 | 60.7 | 278.8 | 294.1 | 289.8 | 103.7 | 0
8:00 | 30.1 | 115.3 | 0 | 79.7 | 279.5 | 296.6 | 290.9 | 1.4 | 0
9:00 | 37.7 | 130.6 | 0 | 102.3 | 280.6 | 296.1 | 291.6 | 2.4 | 0
10:00 | 43.7 | 148.5 | 0 | 121.4 | 281.5 | 296.2 | 292.2 | 1.7 | 0
11:00 | 47 | 169.1 | 0 | 133.9 | 282.5 | 295.8 | 292.9 | 1.6 | 0
noon | 47 | -169.1 | 0 | 135.6 | 283.5 | 295.6 | 293.3 | 1.3 | 0
13:00 | 43.7 | -148.5 | 0 | 127.4 | 284.2 | 295.7 | 293.6 | 1 | 0
14:00 | 37.7 | -130.6 | 0 | 116.3 | 284.7 | 295.6 | 293.7 | 1 | 0
15:00 | 30.1 | -115.3 | 0 | 86.8 | 285 | 296.1 | 293.2 | 0.6 | 0
16:00 | 21.5 | -102 | 0 | 66.8 | 284.7 | 296.1 | 292.9 | 0.9 | 0
17:00 | 12.4 | -89.8 | 0.5 | 41.3 | 283.9 | 296 | 292.4 | 1 | 0
18:00 | 3.4 | -78 | 12.3 | 16.4 | 283 | 295.9 | 292 | 1.2 | 0
19:00 | -5.2 | -66 | 0 | 0 | 282 | 296.2 | 291.3 | 1 | 0
20:00 | -13.1 | -53.3 | 0 | 0 | 281 | 295.5 | 291.3 | 1.9 | 0
21:00 | -19.7 | -39.5 | 0 | 0 | 280 | 296.1 | 290.4 | 1.6 | 0
22:00 | -24.5 | -24.4 | 0 | 0 | 279.3 | 295.8 | 290.7 | 1.8 | 0
23:00 | -27.1 | -8.3 | 0 | 0 | 278.6 | 295.8 | 290.1 | 2.5 | 0
May
| solar | solar | direct | diffuse | outdoor | indoor | window | heating | blinds
| altitude | azimuth | radiation | radiation | temp. | temp. | temp. | load | closed
| (degrees) | (degrees) | (W-h/m2) | (W-h/m2) | (K) | (K) | (K) | (W-h/m2) | (% time)
midnight | -17.9 | 7.4 | 0 | 0 | 281 | 294.1 | 289.8 | 74.7 | 0
1:00 | -15.5 | 22 | 0 | 0 | 280.8 | 294.1 | 289.7 | 75.2 | 0
2:00 | -11.1 | 35.8 | 0 | 0 | 280.5 | 294.1 | 289.7 | 75.6 | 0
3:00 | -5 | 48.7 | 0 | 0 | 280.2 | 294.1 | 289.5 | 74.3 | 0
4:00 | 2.4 | 60.8 | 12.8 | 10.9 | 280.2 | 294.1 | 289.8 | 76.4 | 0
5:00 | 10.7 | 72.3 | 41.5 | 40.6 | 280.5 | 294.1 | 290.5 | 75.8 | 0
6:00 | 19.6 | 83.7 | 18 | 62.9 | 280.9 | 294.1 | 290.6 | 75.9 | 0
7:00 | 28.7 | 95.6 | 0 | 84.8 | 281.8 | 294.1 | 291 | 67.5 | 0
8:00 | 37.6 | 108.8 | 0 | 101.3 | 282.7 | 296.5 | 292.4 | 0.6 | 0
9:00 | 45.8 | 124.4 | 0 | 131.7 | 283.7 | 296 | 293.3 | 0.9 | 0
10:00 | 52.4 | 143.6 | 0 | 145.9 | 284.8 | 296.2 | 293.8 | 0.7 | 0
11:00 | 56.2 | 167.2 | 0 | 152.2 | 285.8 | 296.3 | 294.3 | 0.4 | 0
noon | 56.2 | -167.2 | 0 | 145.7 | 286.8 | 296.2 | 294.5 | 0.3 | 0
13:00 | 52.4 | -143.6 | 0 | 137.1 | 287.6 | 295.9 | 295 | 0.3 | 0
14:00 | 45.8 | -124.4 | 0 | 134.2 | 288 | 296.1 | 295 | 0.3 | 0
15:00 | 37.6 | -108.8 | 0 | 116.3 | 288 | 296.1 | 294.7 | 0.3 | 0
16:00 | 28.7 | -95.6 | 0 | 97.6 | 287.9 | 296.1 | 294.4 | 0.3 | 0
17:00 | 19.6 | -83.7 | 19 | 74.3 | 287.3 | 296 | 294.2 | 0.3 | 0
18:00 | 10.7 | -72.3 | 47.9 | 48.7 | 286.3 | 296.2 | 293.8 | 0.2 | 0
19:00 | 2.4 | -60.8 | 25.2 | 18.1 | 285.1 | 296 | 293 | 0.5 | 0
20:00 | -5 | -48.7 | 0 | 0 | 284 | 296.1 | 292 | 0.4 | 0
21:00 | -11.1 | -35.8 | 0 | 0 | 283.1 | 296 | 291.8 | 0.6 | 0
22:00 | -15.5 | -22 | 0 | 0 | 282.3 | 296 | 291.6 | 0.8 | 0
23:00 | -17.9 | -7.4 | 0 | 0 | 281.5 | 295.7 | 291.3 | 1 | 0
June
| solar | solar | direct | diffuse | outdoor | indoor | window | heating | blinds
| altitude | azimuth | radiation | radiation | temp. | temp. | temp. | load | closed
| (degrees) | (degrees) | (W-h/m2) | (W-h/m2) | (K) | (K) | (K) | (W-h/m2) | (% time)
midnight | -13.8 | 7 | 0 | 0 | 284.5 | 294.2 | 291 | 41.8 | 0
1:00 | -11.6 | 21 | 0 | 0 | 284.2 | 294.1 | 290.9 | 40.9 | 0
2:00 | -7.3 | 34.3 | 0 | 0 | 283.9 | 294.1 | 290.7 | 37.6 | 0
3:00 | -1.4 | 46.7 | 0 | 0 | 283.6 | 294.1 | 290.6 | 36.5 | 0
4:00 | 5.8 | 58.4 | 47 | 27.4 | 283.7 | 294.2 | 291.6 | 37.9 | 0
5:00 | 14 | 69.7 | 54.6 | 52.4 | 284.2 | 294.3 | 292.1 | 37.9 | 0
6:00 | 22.8 | 80.8 | 26.7 | 76.8 | 284.6 | 294.3 | 292.1 | 39 | 0
7:00 | 31.9 | 92.5 | 0 | 90.6 | 285.2 | 294.3 | 292.3 | 37.6 | 0
8:00 | 40.9 | 105.5 | 0 | 104.6 | 286.2 | 296.5 | 293.9 | 0.2 | 0
9:00 | 49.2 | 121 | 0 | 130.5 | 287.2 | 296.2 | 294.5 | 0.3 | 0
10:00 | 56.1 | 140.8 | 0 | 140.9 | 288.1 | 296.2 | 295.2 | 0.1 | 0
11:00 | 60.2 | 166 | 0 | 149.1 | 289.1 | 296.6 | 295.8 | 0.2 | 0
noon | 60.2 | -166 | 0 | 150.4 | 290 | 296.9 | 296.1 | 0.1 | 0
13:00 | 56.1 | -140.8 | 0 | 149.6 | 290.6 | 297 | 296.3 | 0 | 0
14:00 | 49.2 | -121 | 0 | 133.5 | 291 | 296.9 | 296.5 | 0 | 0
15:00 | 40.9 | -105.5 | 0 | 111.8 | 291.1 | 297.2 | 296.1 | 0 | 0
16:00 | 31.9 | -92.5 | 0 | 113.1 | 290.9 | 296.7 | 296.2 | 0 | 0
17:00 | 22.8 | -80.8 | 25.1 | 93.4 | 290.2 | 296.6 | 295.8 | 0.1 | 0
18:00 | 14 | -69.7 | 50.8 | 67.2 | 289.3 | 296.4 | 295.4 | 0.2 | 0
19:00 | 5.8 | -58.4 | 47.8 | 41 | 288.3 | 296.5 | 294.6 | 0.2 | 0
20:00 | -1.4 | -46.7 | 0 | 0 | 287.4 | 296.1 | 293.5 | 0.3 | 0
21:00 | -7.3 | -34.3 | 0 | 0 | 286.4 | 296.1 | 293.1 | 0.2 | 0
22:00 | -11.6 | -21 | 0 | 0 | 285.7 | 295.9 | 292.8 | 0.4 | 0
23:00 | -13.8 | -7 | 0 | 0 | 284.8 | 296.2 | 292.3 | 0.4 | 0
July
| solar | solar | direct | diffuse | outdoor | indoor | window | heating | blinds
| altitude | azimuth | radiation | radiation | temp. | temp. | temp. | load | closed
| (degrees) | (degrees) | (W-h/m2) | (W-h/m2) | (K) | (K) | (K) | (W-h/m2) | (% time)
midnight | -15.9 | 7.2 | 0 | 0 | 286.4 | 295.3 | 292.4 | 15.4 | 0
1:00 | -13.7 | 21.5 | 0 | 0 | 286.1 | 295 | 292.1 | 18.7 | 0
2:00 | -9.3 | 35.1 | 0 | 0 | 285.6 | 294.8 | 291.8 | 19 | 0
3:00 | -3.3 | 47.8 | 0 | 0 | 285.3 | 294.6 | 291.6 | 17.4 | 0
4:00 | 4 | 59.7 | 7.4 | 13.9 | 285.5 | 294.6 | 291.8 | 18 | 0
5:00 | 12.3 | 71 | 22.1 | 43.4 | 285.8 | 294.8 | 292.5 | 16.3 | 0
6:00 | 21.1 | 82.3 | 12.9 | 72.5 | 286.4 | 295.1 | 293 | 16.7 | 0
7:00 | 30.2 | 94.1 | 0 | 90.2 | 286.8 | 295.4 | 293.4 | 14.7 | 0
8:00 | 39.2 | 107.3 | 0 | 107.5 | 287.6 | 296.9 | 295 | 0 | 0
9:00 | 47.4 | 122.8 | 0 | 130 | 288.7 | 297.2 | 295.6 | 0 | 0
10:00 | 54.2 | 142.4 | 0 | 152.9 | 289.7 | 297.3 | 296.3 | 0 | 0
11:00 | 58.1 | 166.6 | 0 | 166.1 | 290.7 | 297.5 | 296.8 | 0 | 0
noon | 58.1 | -166.6 | 0 | 174.3 | 291.7 | 297.5 | 297.5 | 0 | 0
13:00 | 54.2 | -142.4 | 0 | 161.4 | 292.5 | 297.7 | 297.7 | 0 | 0
14:00 | 47.4 | -122.8 | 0 | 145.3 | 292.9 | 297.4 | 297.4 | 0 | 0
15:00 | 39.2 | -107.3 | 0 | 120.5 | 293 | 297.4 | 297.1 | 0 | 0
16:00 | 30.2 | -94.1 | 0 | 114.7 | 292.8 | 297.5 | 297 | 0 | 0
17:00 | 21.1 | -82.3 | 18.9 | 91.1 | 292.4 | 297.4 | 296.8 | 0 | 0
18:00 | 12.3 | -71 | 59.5 | 68.5 | 291.5 | 297.3 | 296.8 | 0 | 0
19:00 | 4 | -59.7 | 57.7 | 35.1 | 290.4 | 297.4 | 296 | 0 | 0
20:00 | -3.3 | -47.8 | 0 | 0 | 289.3 | 297.1 | 294.5 | 0 | 0
21:00 | -9.3 | -35.1 | 0 | 0 | 288.4 | 296.9 | 294.3 | 0 | 0
22:00 | -13.7 | -21.5 | 0 | 0 | 287.5 | 296.8 | 293.9 | 0.1 | 0
23:00 | -15.9 | -7.2 | 0 | 0 | 286.8 | 296.7 | 293.9 | 0 | 0
August
| solar | solar | direct | diffuse | outdoor | indoor | window | heating | blinds
| altitude | azimuth | radiation | radiation | temp. | temp. | temp. | load | closed
| (degrees) | (degrees) | (W-h/m2) | (W-h/m2) | (K) | (K) | (K) | (W-h/m2) | (% time)
midnight | -23.7 | 7.9 | 0 | 0 | 286.4 | 295 | 292.2 | 13.2 | 0
1:00 | -21.3 | 23.5 | 0 | 0 | 286 | 294.8 | 291.9 | 14.5 | 0
2:00 | -16.6 | 38.1 | 0 | 0 | 285.9 | 294.6 | 291.8 | 16.2 | 0
3:00 | -10.1 | 51.6 | 0 | 0 | 285.4 | 294.5 | 291.5 | 17.3 | 0
4:00 | -2.4 | 64.1 | 0 | 0 | 285.1 | 294.4 | 291.3 | 19.5 | 0
5:00 | 6 | 75.9 | 12.7 | 19 | 285.3 | 294.4 | 291.7 | 18.7 | 0
6:00 | 15.1 | 87.6 | 5.8 | 45.6 | 285.9 | 294.6 | 292.2 | 17.6 | 0
7:00 | 24.2 | 99.7 | 0 | 76 | 286.5 | 295 | 292.9 | 17.7 | 0
8:00 | 32.9 | 113.1 | 0 | 96.4 | 287.3 | 296.9 | 294.7 | 0 | 0
9:00 | 40.7 | 128.5 | 0 | 119 | 288.2 | 297.1 | 295.2 | 0 | 0
10:00 | 46.9 | 146.9 | 0 | 144.3 | 289.3 | 296.9 | 296 | 0 | 0
11:00 | 50.3 | 168.5 | 0 | 156.9 | 290.4 | 297 | 296.5 | 0 | 0
noon | 50.3 | -168.5 | 0 | 169.1 | 291.3 | 297.2 | 296.9 | 0 | 0
13:00 | 46.9 | -146.9 | 0 | 150.2 | 292 | 297.4 | 297.2 | 0 | 0
14:00 | 40.7 | -128.5 | 0 | 130.8 | 292.5 | 297.2 | 297.2 | 0 | 0
15:00 | 32.9 | -113.1 | 0 | 103.7 | 292.6 | 297.4 | 296.9 | 0 | 0
16:00 | 24.2 | -99.7 | 0 | 76.7 | 292.2 | 297.4 | 296.5 | 0 | 0
17:00 | 15.1 | -87.6 | 6.3 | 56.4 | 291.7 | 297.4 | 296.1 | 0 | 0
18:00 | 6 | -75.9 | 24.9 | 35.1 | 290.9 | 297.2 | 295.7 | 0 | 0
19:00 | -2.4 | -64.1 | 0 | 6 | 289.9 | 297.2 | 294.8 | 0 | 0
20:00 | -10.1 | -51.6 | 0 | 0 | 289 | 297 | 294.5 | 0 | 0
21:00 | -16.6 | -38.1 | 0 | 0 | 288.1 | 297.1 | 294.1 | 0 | 0
22:00 | -21.3 | -23.5 | 0 | 0 | 287.3 | 296.8 | 293.5 | 0 | 0
23:00 | -23.7 | -7.9 | 0 | 0 | 286.6 | 296.8 | 293.4 | 0 | 0
September
| solar | solar | direct | diffuse | outdoor | indoor | window | heating | blinds
| altitude | azimuth | radiation | radiation | temp. | temp. | temp. | load | closed
| (degrees) | (degrees) | (W-h/m2) | (W-h/m2) | (K) | (K) | (K) | (W-h/m2) | (% time)
midnight | -35.1 | 9.1 | 0 | 0 | 284.9 | 295.1 | 291.8 | 42 | 0
1:00 | -32.3 | 26.9 | 0 | 0 | 284.8 | 294.9 | 291.6 | 41.9 | 0
2:00 | -27.1 | 43.1 | 0 | 0 | 284.5 | 294.8 | 291.4 | 41.4 | 0
3:00 | -20 | 57.5 | 0 | 0 | 284.3 | 294.6 | 291.2 | 40.8 | 0
4:00 | -11.8 | 70.6 | 0 | 0 | 284.1 | 294.5 | 291.1 | 41.5 | 0
5:00 | -3 | 82.8 | 0 | 0.3 | 284 | 294.4 | 291 | 43.7 | 0
6:00 | 6 | 94.7 | 0 | 19.9 | 284.3 | 294.4 | 291.3 | 41.7 | 0
7:00 | 15 | 107 | 0 | 44.4 | 284.7 | 294.6 | 291.8 | 36.8 | 0
8:00 | 23.3 | 120.2 | 0 | 67.9 | 285.4 | 297.1 | 293.4 | 0.4 | 0
9:00 | 30.6 | 135 | 0 | 89.9 | 286.1 | 296.8 | 294 | 0.6 | 0
10:00 | 36 | 151.7 | 0 | 104.9 | 286.8 | 297 | 294.6 | 0.3 | 0
11:00 | 39 | 170.3 | 0 | 105.9 | 287.6 | 296.7 | 294.9 | 0.2 | 0
noon | 39 | -170.3 | 0 | 104.9 | 288.3 | 296.9 | 295 | 0.1 | 0
13:00 | 36 | -151.7 | 0 | 101.4 | 288.9 | 297 | 295.3 | 0.1 | 0
14:00 | 30.6 | -135 | 0 | 92.6 | 289.4 | 296.9 | 295.5 | 0.2 | 0
15:00 | 23.3 | -120.2 | 0 | 73.2 | 289.5 | 296.9 | 295.3 | 0.2 | 0
16:00 | 15 | -107 | 0 | 44.6 | 289.3 | 297 | 295 | 0 | 0
17:00 | 6 | -94.7 | 0 | 23.9 | 288.6 | 296.7 | 294.5 | 0.1 | 0
18:00 | -3 | -82.8 | 0 | 2.4 | 287.8 | 297 | 293.9 | 0.2 | 0
19:00 | -11.8 | -70.6 | 0 | 0 | 287.1 | 296.6 | 293.8 | 0.5 | 0
20:00 | -20 | -57.5 | 0 | 0 | 286.5 | 296.8 | 293.3 | 0.5 | 0
21:00 | -27.1 | -43.1 | 0 | 0 | 285.9 | 296.4 | 293.4 | 0.6 | 0
22:00 | -32.3 | -26.9 | 0 | 0 | 285.3 | 296.9 | 292.8 | 0.5 | 0
23:00 | -35.1 | -9.1 | 0 | 0 | 285 | 296.6 | 292.9 | 0.7 | 0
October
| solar | solar | direct | diffuse | outdoor | indoor | window | heating | blinds
| altitude | azimuth | radiation | radiation | temp. | temp. | temp. | load | closed
| (degrees) | (degrees) | (W-h/m2) | (W-h/m2) | (K) | (K) | (K) | (W-h/m2) | (% time)
midnight | -47 | 10.8 | 0 | 0 | 282.1 | 294.3 | 290.3 | 57.1 | 0
1:00 | -43.7 | 31.4 | 0 | 0 | 282.1 | 294.2 | 290.3 | 56.1 | 0
2:00 | -37.8 | 49.3 | 0 | 0 | 282 | 294.2 | 290.2 | 57.5 | 0
3:00 | -30.1 | 64.6 | 0 | 0 | 281.8 | 294.1 | 290.1 | 58.4 | 0
4:00 | -21.5 | 78 | 0 | 0 | 281.8 | 294.1 | 290.1 | 59.9 | 0
5:00 | -12.4 | 90.2 | 0 | 0 | 281.7 | 294.1 | 290 | 64.7 | 0
6:00 | -3.4 | 102 | 0 | 0.8 | 281.8 | 294.1 | 290.1 | 65.4 | 0
7:00 | 5.2 | 114 | 0 | 16.8 | 282.2 | 294.1 | 290.4 | 64.2 | 0
8:00 | 13 | 126.6 | 0 | 37.6 | 282.6 | 296.3 | 291.5 | 0.6 | 0
9:00 | 19.7 | 140.4 | 0 | 61.3 | 283.3 | 296 | 292.8 | 1.1 | 0
10:00 | 24.5 | 155.5 | 0 | 70.4 | 283.9 | 296.1 | 292.7 | 0.7 | 0
11:00 | 27.1 | 171.7 | 0 | 81.3 | 284.6 | 296.1 | 293.2 | 0.8 | 0
noon | 27.1 | -171.7 | 0 | 79 | 285.1 | 296 | 293.4 | 0.8 | 0
13:00 | 24.5 | -155.5 | 0 | 65.6 | 285.4 | 296 | 293.3 | 0.6 | 0
14:00 | 19.7 | -140.4 | 0 | 49.7 | 285.5 | 296.1 | 293.1 | 0.6 | 0
15:00 | 13 | -126.6 | 0 | 33.4 | 285.3 | 295.9 | 293.2 | 0.5 | 0
16:00 | 5.2 | -114 | 0 | 14.6 | 284.7 | 296.1 | 292.4 | 0.5 | 0
17:00 | -3.4 | -102 | 0 | 0.4 | 284.1 | 295.9 | 292.1 | 0.9 | 0
18:00 | -12.4 | -90.2 | 0 | 0 | 283.5 | 296.1 | 291.9 | 0.8 | 0
19:00 | -21.5 | -78 | 0 | 0 | 283.1 | 296.1 | 291.8 | 0.6 | 0
20:00 | -30.1 | -64.6 | 0 | 0 | 282.8 | 296.2 | 291.8 | 0.9 | 0
21:00 | -37.8 | -49.3 | 0 | 0 | 282.5 | 295.7 | 292 | 0.8 | 0
22:00 | -43.7 | -31.4 | 0 | 0 | 282.4 | 296 | 291.4 | 0.8 | 0
23:00 | -47 | -10.8 | 0 | 0 | 282.2 | 296 | 291.7 | 0.7 | 0
November
| solar | solar | direct | diffuse | outdoor | indoor | window | heating | blinds
| altitude | azimuth | radiation | radiation | temp. | temp. | temp. | load | closed
| (degrees) | (degrees) | (W-h/m2) | (W-h/m2) | (K) | (K) | (K) | (W-h/m2) | (% time)
midnight | -56.2 | 12.8 | 0 | 0 | 278.9 | 294.1 | 289.1 | 102.6 | 0
1:00 | -52.4 | 36.3 | 0 | 0 | 278.8 | 294.1 | 289.1 | 103.2 | 0
2:00 | -45.8 | 55.6 | 0 | 0 | 278.6 | 294.1 | 289.1 | 109.3 | 0
3:00 | -37.7 | 71.1 | 0 | 0 | 278.5 | 294.1 | 289 | 105.7 | 0
4:00 | -28.8 | 84.3 | 0 | 0 | 278.4 | 294.1 | 289 | 101.6 | 0
5:00 | -19.7 | 96.2 | 0 | 0 | 278.4 | 294.1 | 289 | 105.1 | 0
6:00 | -10.7 | 107.7 | 0 | 0 | 278.3 | 294.1 | 289 | 105.5 | 0
7:00 | -2.4 | 119.2 | 0 | 1 | 278.2 | 294.1 | 288.9 | 106.1 | 0
8:00 | 5 | 131.2 | 0 | 16 | 278.4 | 295.7 | 289.4 | 1.5 | 0
9:00 | 11.1 | 144.1 | 0 | 30.1 | 278.8 | 296 | 290.9 | 1.7 | 0
10:00 | 15.5 | 157.9 | 0 | 45.9 | 279.2 | 295.7 | 291.1 | 2.3 | 0
11:00 | 17.8 | 172.5 | 0 | 57.8 | 279.7 | 296.2 | 291.1 | 1.6 | 0
noon | 17.8 | -172.5 | 0 | 55.3 | 280.1 | 295.3 | 291.6 | 1.9 | 0
13:00 | 15.5 | -157.9 | 0 | 47.3 | 280.3 | 295.9 | 291.4 | 1.7 | 0
14:00 | 11.1 | -144.1 | 0 | 30.2 | 280.4 | 295.4 | 291.2 | 1.9 | 0
15:00 | 5 | -131.2 | 0 | 12.9 | 280.2 | 296.2 | 290.8 | 1.4 | 0
16:00 | -2.4 | -119.2 | 0 | 0 | 280 | 296.1 | 290.9 | 1.6 | 0
17:00 | -10.7 | -107.7 | 0 | 0 | 279.7 | 295.8 | 290.7 | 2.2 | 0
18:00 | -19.7 | -96.2 | 0 | 0 | 279.6 | 295.8 | 290.4 | 1.5 | 0
19:00 | -28.8 | -84.3 | 0 | 0 | 279.4 | 296.1 | 290.5 | 1.6 | 0
20:00 | -37.7 | -71.1 | 0 | 0 | 279.4 | 295.5 | 290.9 | 2.3 | 0
21:00 | -45.8 | -55.6 | 0 | 0 | 279.2 | 296.2 | 290.3 | 1.7 | 0
22:00 | -52.4 | -36.3 | 0 | 0 | 279 | 296 | 290.6 | 1.7 | 0
23:00 | -56.2 | -12.8 | 0 | 0 | 278.8 | 295.9 | 290.5 | 1.8 | 0
December
| solar | solar | direct | diffuse | outdoor | indoor | window | heating | blinds
| altitude | azimuth | radiation | radiation | temp. | temp. | temp. | load | closed
| (degrees) | (degrees) | (W-h/m2) | (W-h/m2) | (K) | (K) | (K) | (W-h/m2) | (% time)
midnight | -60.2 | 13.9 | 0 | 0 | 276.9 | 294.1 | 288.5 | 107.5 | 0
1:00 | -56.1 | 39.1 | 0 | 0 | 276.8 | 294.1 | 288.5 | 111.1 | 0
2:00 | -49.2 | 58.9 | 0 | 0 | 276.8 | 294.1 | 288.5 | 111.5 | 0
3:00 | -40.9 | 74.4 | 0 | 0 | 276.8 | 294.1 | 288.5 | 111.5 | 0
4:00 | -31.9 | 87.4 | 0 | 0 | 276.9 | 294.1 | 288.5 | 108.8 | 0
5:00 | -22.8 | 99.1 | 0 | 0 | 277 | 294.1 | 288.5 | 111.9 | 0
6:00 | -14 | 110.2 | 0 | 0 | 276.9 | 294.1 | 288.5 | 109 | 0
7:00 | -5.8 | 121.5 | 0 | 0 | 276.9 | 294.1 | 288.5 | 106.2 | 0
8:00 | 1.4 | 133.2 | 0 | 1.8 | 277.1 | 295.5 | 289 | 1.9 | 0
9:00 | 7.3 | 145.7 | 0 | 14.9 | 277.3 | 296.6 | 289.9 | 2 | 0
10:00 | 11.6 | 158.9 | 0 | 28.6 | 277.7 | 295.4 | 290.6 | 3.6 | 0
11:00 | 13.8 | 172.9 | 0 | 36.8 | 277.9 | 296.2 | 290.3 | 1.8 | 0
noon | 13.8 | -172.9 | 0 | 37.9 | 278.2 | 295.8 | 290.7 | 2.6 | 0
13:00 | 11.6 | -158.9 | 0 | 29 | 278.4 | 296 | 290.4 | 2.1 | 0
14:00 | 7.3 | -145.7 | 0 | 18.1 | 278.3 | 295.8 | 290.4 | 2.2 | 0
15:00 | 1.4 | -133.2 | 0 | 4.7 | 278.2 | 295.6 | 290.2 | 2.1 | 0
16:00 | -5.8 | -121.5 | 0 | 0 | 277.8 | 295.9 | 289.8 | 2.2 | 0
17:00 | -14 | -110.2 | 0 | 0 | 277.7 | 296 | 290 | 2.1 | 0
18:00 | -22.8 | -99.1 | 0 | 0 | 277.5 | 296 | 289.9 | 2.4 | 0
19:00 | -31.9 | -87.4 | 0 | 0 | 277.5 | 295.7 | 290 | 2.4 | 0
20:00 | -40.9 | -74.4 | 0 | 0 | 277.3 | 295.8 | 289.8 | 1.9 | 0
21:00 | -49.2 | -58.9 | 0 | 0 | 277.1 | 295.9 | 289.7 | 2 | 0
22:00 | -56.1 | -39.1 | 0 | 0 | 277.1 | 296 | 289.8 | 2.5 | 0
23:00 | -60.2 | -13.9 | 0 | 0 | 277 | 295.7 | 289.8 | 2.3 | 0

## Sheet21
Scenario One (blue)
Tue Dec 03 2019 23:09:53 GMT+0000 (Greenwich Mean Time)
Setup Information:
Building
Location | UK - London
Building length, side A | N/A
Building length, side B | N/A
Simulation Type
Simulation Type | one_sided
Window Description
Typology | dgu_nb
Glazing Type | clear
Window Area | 21%
Wall Description
Insulation R-Value | 99999999.9 m2-K/W
Occupancy
Type | Low-rise Residential
Occupancy Load | 0.000 people per m2
Lighting Requirements | 400 lux
Equipment Load | 0.00 W/m2
Room Ventilation
Air Change Rate per Occupant | 15.0 liters / sec per person
Total Air Change Rate | 0.0 roomfuls per hour
Lighting Control
Lighting Control | lights do not respond to daylight: all lights fully on while building is occupied
Representative Room
Orientation | north
Room Depth | 27 m
Room Width | 5 m
Room Height | 2.2 m
Thermal Mass
Thermal Mass | none
Overhang
Overhang Depth | 0 m
Roof
Roof Type | adiabatic roof
Simulation Results:
Primary Energy Use and CO2 Emissions
| heating | cooling | lighting | total | CO2
| energy | energy | energy | energy | emissions
| (kWh/m2) | (kWh/m2) | (kWh/m2) | (kWh/m2) | (kg/m2)
January | 33.9 | 0 | 7.3 | 41.2 | 8.2
February | 28.2 | 0 | 6.6 | 34.8 | 7
March | 32.1 | 0 | 7.3 | 39.4 | 7.9
April | 25.8 | 0 | 7.1 | 32.9 | 6.6
May | 18.7 | 0 | 7.3 | 26 | 5.2
June | 9.4 | 0 | 7.1 | 16.5 | 3.3
July | 4.2 | 0 | 7.3 | 11.5 | 2.3
August | 4.2 | 0 | 7.3 | 11.5 | 2.3
September | 10 | 0 | 7.1 | 17.1 | 3.4
October | 15.4 | 0 | 7.3 | 22.7 | 4.5
November | 26 | 0 | 7.1 | 33.1 | 6.6
December | 28.3 | 0 | 7.3 | 35.6 | 7.1
Total | 236.2 | 0 | 86.1 | 322.3 | 64.5 | yearly energy
January
| solar | solar | direct | diffuse | outdoor | indoor | window | heating | blinds
| altitude | azimuth | radiation | radiation | temp. | temp. | temp. | load | closed
| (degrees) | (degrees) | (W-h/m2) | (W-h/m2) | (K) | (K) | (K) | (W-h/m2) | (% time)
midnight | -58.1 | 13.3 | 0 | 0 | 275.9 | 294.1 | 288.2 | 135 | 0
1:00 | -54.2 | 37.6 | 0 | 0 | 275.8 | 294.1 | 288.2 | 134.1 | 0
2:00 | -47.5 | 57.1 | 0 | 0 | 275.8 | 294.1 | 288.2 | 132.5 | 0
3:00 | -39.2 | 72.7 | 0 | 0 | 275.7 | 294.1 | 288.1 | 128.3 | 0
4:00 | -30.2 | 85.8 | 0 | 0 | 275.6 | 294.1 | 288.1 | 131.1 | 0
5:00 | -21.1 | 97.6 | 0 | 0 | 275.6 | 294.1 | 288.1 | 130.9 | 0
6:00 | -12.3 | 108.9 | 0 | 0 | 275.5 | 294.1 | 288.1 | 128.6 | 0
7:00 | -4 | 120.3 | 0 | 0 | 275.5 | 294.1 | 288.1 | 127.4 | 0
8:00 | 3.3 | 132.2 | 0 | 5.1 | 275.7 | 295.3 | 289.1 | 2.3 | 0
9:00 | 9.3 | 144.9 | 0 | 20.2 | 276.1 | 296.5 | 289.4 | 2.3 | 0
10:00 | 13.6 | 158.4 | 0 | 34.6 | 276.5 | 295.4 | 290.4 | 3.5 | 0
11:00 | 15.9 | 172.7 | 0 | 40.5 | 276.7 | 295.9 | 289.9 | 2.6 | 0
noon | 15.9 | -172.7 | 0 | 42.7 | 277.2 | 296 | 290.3 | 2.6 | 0
13:00 | 13.6 | -158.4 | 0 | 38.1 | 277.6 | 295.8 | 290.4 | 2.7 | 0
14:00 | 9.3 | -144.9 | 0 | 26.7 | 277.5 | 296.1 | 290 | 2.5 | 0
15:00 | 3.3 | -132.2 | 0 | 13.2 | 277.3 | 296 | 290.1 | 2.7 | 0
16:00 | -4 | -120.3 | 0 | 0.6 | 277 | 295.7 | 289.8 | 3.2 | 0
17:00 | -12.3 | -108.9 | 0 | 0 | 276.8 | 295.7 | 289.6 | 2.9 | 0
18:00 | -21.1 | -97.6 | 0 | 0 | 276.5 | 295.8 | 289.5 | 3.3 | 0
19:00 | -30.2 | -85.8 | 0 | 0 | 276.3 | 295.7 | 289.5 | 3.4 | 0
20:00 | -39.2 | -72.7 | 0 | 0 | 276.1 | 296 | 289.4 | 2.7 | 0
21:00 | -47.5 | -57.1 | 0 | 0 | 276.1 | 295.9 | 289.4 | 3.2 | 0
22:00 | -54.2 | -37.6 | 0 | 0 | 276 | 295.7 | 289.5 | 3.1 | 0
23:00 | -58.1 | -13.3 | 0 | 0 | 275.9 | 295.4 | 289.3 | 3.2 | 0
February
| solar | solar | direct | diffuse | outdoor | indoor | window | heating | blinds
| altitude | azimuth | radiation | radiation | temp. | temp. | temp. | load | closed
| (degrees) | (degrees) | (W-h/m2) | (W-h/m2) | (K) | (K) | (K) | (W-h/m2) | (% time)
midnight | -50.4 | 11.4 | 0 | 0 | 275.4 | 294.1 | 288 | 115.1 | 0
1:00 | -46.9 | 33 | 0 | 0 | 275.3 | 294.1 | 288 | 109.5 | 0
2:00 | -40.8 | 51.4 | 0 | 0 | 275.2 | 294.1 | 288 | 113.7 | 0
3:00 | -32.9 | 66.9 | 0 | 0 | 275.2 | 294.1 | 288 | 120.2 | 0
4:00 | -24.2 | 80.2 | 0 | 0 | 275.2 | 294.1 | 288 | 122.2 | 0
5:00 | -15.1 | 92.3 | 0 | 0 | 275.1 | 294.1 | 287.9 | 126.9 | 0
6:00 | -6.1 | 104 | 0 | 0 | 275.1 | 294.1 | 287.9 | 126.7 | 0
7:00 | 2.4 | 115.9 | 0 | 2.3 | 275.1 | 294.1 | 288 | 130.3 | 0
8:00 | 10.1 | 128.3 | 0 | 20.6 | 275.5 | 295.5 | 288.5 | 2.4 | 0
9:00 | 16.5 | 141.8 | 0 | 40.4 | 276.1 | 296.3 | 290 | 2.4 | 0
10:00 | 21.2 | 156.4 | 0 | 55.1 | 276.7 | 295.6 | 290.1 | 3.5 | 0
11:00 | 23.7 | 172 | 0 | 60.6 | 277.3 | 296.1 | 290.4 | 2.7 | 0
noon | 23.7 | -172 | 0 | 65.1 | 277.9 | 295.8 | 291 | 2.8 | 0
13:00 | 21.2 | -156.4 | 0 | 57 | 278.4 | 296 | 290.8 | 2.5 | 0
14:00 | 16.5 | -141.8 | 0 | 53.5 | 278.5 | 295.7 | 291 | 2.5 | 0
15:00 | 10.1 | -128.3 | 0 | 36 | 278.3 | 296 | 290.3 | 2.6 | 0
16:00 | 2.4 | -115.9 | 0 | 14.5 | 277.7 | 295.9 | 290.2 | 2.6 | 0
17:00 | -6.1 | -104 | 0 | 0.3 | 277.1 | 295.7 | 289.8 | 2.6 | 0
18:00 | -15.1 | -92.3 | 0 | 0 | 276.7 | 296.1 | 289.5 | 2.5 | 0
19:00 | -24.2 | -80.2 | 0 | 0 | 276.3 | 295.9 | 289.7 | 3 | 0
20:00 | -32.9 | -66.9 | 0 | 0 | 276 | 295.3 | 289.7 | 3.1 | 0
21:00 | -40.8 | -51.4 | 0 | 0 | 275.7 | 296 | 288.9 | 2.8 | 0
22:00 | -46.9 | -33 | 0 | 0 | 275.5 | 296.1 | 289.3 | 2.4 | 0
23:00 | -50.4 | -11.4 | 0 | 0 | 275.4 | 295.7 | 289.5 | 2.6 | 0
March
| solar | solar | direct | diffuse | outdoor | indoor | window | heating | blinds
| altitude | azimuth | radiation | radiation | temp. | temp. | temp. | load | closed
| (degrees) | (degrees) | (W-h/m2) | (W-h/m2) | (K) | (K) | (K) | (W-h/m2) | (% time)
midnight | -39 | 9.6 | 0 | 0 | 276.9 | 294.1 | 288.5 | 126.8 | 0
1:00 | -36 | 28.2 | 0 | 0 | 276.8 | 294.1 | 288.5 | 130.8 | 0
2:00 | -30.6 | 45 | 0 | 0 | 276.7 | 294.1 | 288.4 | 135 | 0
3:00 | -23.4 | 59.7 | 0 | 0 | 276.5 | 294.1 | 288.4 | 127.5 | 0
4:00 | -15 | 72.9 | 0 | 0 | 276.3 | 294.1 | 288.3 | 128.8 | 0
5:00 | -6.1 | 85.2 | 0 | 0 | 276.4 | 294.1 | 288.3 | 123.6 | 0
6:00 | 2.9 | 97.1 | 0 | 4.1 | 276.6 | 294.1 | 288.4 | 116 | 0
7:00 | 11.8 | 109.3 | 0 | 24.9 | 276.9 | 294.1 | 288.8 | 112.8 | 0
8:00 | 20 | 122.4 | 0 | 48.1 | 277.4 | 296 | 289.6 | 1.8 | 0
9:00 | 27 | 136.9 | 0 | 66.7 | 278 | 295.7 | 291.1 | 2.3 | 0
10:00 | 32.2 | 153.1 | 0 | 85.8 | 278.8 | 295.9 | 291.3 | 1.9 | 0
11:00 | 35.1 | 170.8 | 0 | 100 | 279.8 | 295.9 | 291.7 | 2 | 0
noon | 35.1 | -170.8 | 0 | 101.7 | 280.5 | 295.9 | 291.9 | 1.7 | 0
13:00 | 32.2 | -153.1 | 0 | 93 | 281.2 | 295.8 | 292 | 1.6 | 0
14:00 | 27 | -136.9 | 0 | 79.8 | 281.5 | 295.7 | 292 | 1.7 | 0
15:00 | 20 | -122.4 | 0 | 58.9 | 281.4 | 295.8 | 291.9 | 1.7 | 0
16:00 | 11.8 | -109.3 | 0 | 34.5 | 280.9 | 295.9 | 291.4 | 2 | 0
17:00 | 2.9 | -97.1 | 0 | 15.4 | 280.1 | 295.9 | 290.9 | 2 | 0
18:00 | -6.1 | -85.2 | 0 | 0 | 279.4 | 296 | 290.5 | 2.2 | 0
19:00 | -15 | -72.9 | 0 | 0 | 278.7 | 295.8 | 290.4 | 2.5 | 0
20:00 | -23.4 | -59.7 | 0 | 0 | 278.2 | 295.9 | 290 | 2.8 | 0
21:00 | -30.6 | -45 | 0 | 0 | 277.8 | 295.9 | 290 | 3 | 0
22:00 | -36 | -28.2 | 0 | 0 | 277.3 | 295.7 | 290 | 3.3 | 0
23:00 | -39 | -9.6 | 0 | 0 | 277.1 | 296.1 | 289.6 | 3 | 0
April
| solar | solar | direct | diffuse | outdoor | indoor | window | heating | blinds
| altitude | azimuth | radiation | radiation | temp. | temp. | temp. | load | closed
| (degrees) | (degrees) | (W-h/m2) | (W-h/m2) | (K) | (K) | (K) | (W-h/m2) | (% time)
midnight | -27.1 | 8.3 | 0 | 0 | 278.5 | 294.1 | 289 | 104.4 | 0
1:00 | -24.5 | 24.4 | 0 | 0 | 278.2 | 294.1 | 288.9 | 102.3 | 0
2:00 | -19.7 | 39.5 | 0 | 0 | 278 | 294.1 | 288.9 | 104 | 0
3:00 | -13.1 | 53.3 | 0 | 0 | 277.7 | 294.1 | 288.8 | 106 | 0
4:00 | -5.2 | 66 | 0 | 0 | 277.4 | 294.1 | 288.7 | 105 | 0
5:00 | 3.4 | 78 | 3 | 8 | 277.6 | 294.1 | 288.8 | 103.9 | 0
6:00 | 12.4 | 89.8 | 0.4 | 33.9 | 278.1 | 294.1 | 289.2 | 107.1 | 0
7:00 | 21.5 | 102 | 0 | 60.7 | 278.8 | 294.1 | 289.8 | 103.7 | 0
8:00 | 30.1 | 115.3 | 0 | 79.7 | 279.5 | 296.6 | 290.9 | 1.4 | 0
9:00 | 37.7 | 130.6 | 0 | 102.3 | 280.6 | 296.2 | 291.6 | 2.4 | 0
10:00 | 43.7 | 148.5 | 0 | 121.4 | 281.5 | 296.3 | 292.2 | 1.9 | 0
11:00 | 47 | 169.1 | 0 | 133.9 | 282.5 | 295.9 | 292.8 | 1.6 | 0
noon | 47 | -169.1 | 0 | 135.6 | 283.5 | 295.8 | 293.3 | 1.2 | 0
13:00 | 43.7 | -148.5 | 0 | 127.4 | 284.2 | 295.9 | 293.5 | 1 | 0
14:00 | 37.7 | -130.6 | 0 | 116.3 | 284.7 | 295.8 | 293.6 | 0.9 | 0
15:00 | 30.1 | -115.3 | 0 | 86.8 | 285 | 295.9 | 293.3 | 0.7 | 0
16:00 | 21.5 | -102 | 0 | 66.8 | 284.7 | 295.8 | 293 | 0.9 | 0
17:00 | 12.4 | -89.8 | 0.5 | 41.3 | 283.9 | 296.1 | 292.3 | 0.9 | 0
18:00 | 3.4 | -78 | 12.3 | 16.4 | 283 | 295.9 | 291.8 | 1.2 | 0
19:00 | -5.2 | -66 | 0 | 0 | 282 | 296.2 | 291.6 | 1.3 | 0
20:00 | -13.1 | -53.3 | 0 | 0 | 281 | 295.6 | 291.4 | 1.6 | 0
21:00 | -19.7 | -39.5 | 0 | 0 | 280 | 296.3 | 290.5 | 1.6 | 0
22:00 | -24.5 | -24.4 | 0 | 0 | 279.3 | 295.7 | 290.8 | 2.3 | 0
23:00 | -27.1 | -8.3 | 0 | 0 | 278.6 | 295.6 | 290.2 | 2.4 | 0
May
| solar | solar | direct | diffuse | outdoor | indoor | window | heating | blinds
| altitude | azimuth | radiation | radiation | temp. | temp. | temp. | load | closed
| (degrees) | (degrees) | (W-h/m2) | (W-h/m2) | (K) | (K) | (K) | (W-h/m2) | (% time)
midnight | -17.9 | 7.4 | 0 | 0 | 281 | 294.1 | 289.8 | 74.6 | 0
1:00 | -15.5 | 22 | 0 | 0 | 280.8 | 294.1 | 289.7 | 75.2 | 0
2:00 | -11.1 | 35.8 | 0 | 0 | 280.5 | 294.1 | 289.7 | 75.7 | 0
3:00 | -5 | 48.7 | 0 | 0 | 280.2 | 294.1 | 289.5 | 74.3 | 0
4:00 | 2.4 | 60.8 | 12.8 | 10.9 | 280.2 | 294.1 | 289.8 | 76.4 | 0
5:00 | 10.7 | 72.3 | 41.5 | 40.6 | 280.5 | 294.1 | 290.5 | 75.8 | 0
6:00 | 19.6 | 83.7 | 18 | 62.9 | 280.9 | 294.1 | 290.6 | 75.9 | 0
7:00 | 28.7 | 95.6 | 0 | 84.8 | 281.8 | 294.1 | 291 | 67.4 | 0
8:00 | 37.6 | 108.8 | 0 | 101.3 | 282.7 | 296.2 | 292.5 | 0.7 | 0
9:00 | 45.8 | 124.4 | 0 | 131.7 | 283.7 | 296.1 | 293.4 | 0.9 | 0
10:00 | 52.4 | 143.6 | 0 | 145.9 | 284.8 | 296.2 | 293.9 | 0.7 | 0
11:00 | 56.2 | 167.2 | 0 | 152.2 | 285.8 | 296.2 | 294.2 | 0.5 | 0
noon | 56.2 | -167.2 | 0 | 145.7 | 286.8 | 296.3 | 294.5 | 0.3 | 0
13:00 | 52.4 | -143.6 | 0 | 137.1 | 287.6 | 296.2 | 294.8 | 0.3 | 0
14:00 | 45.8 | -124.4 | 0 | 134.2 | 288 | 296.1 | 295.1 | 0.4 | 0
15:00 | 37.6 | -108.8 | 0 | 116.3 | 288 | 296.2 | 294.5 | 0.3 | 0
16:00 | 28.7 | -95.6 | 0 | 97.6 | 287.9 | 296.1 | 294.3 | 0.3 | 0
17:00 | 19.6 | -83.7 | 19 | 74.3 | 287.3 | 295.9 | 294.2 | 0.3 | 0
18:00 | 10.7 | -72.3 | 47.9 | 48.7 | 286.3 | 296.1 | 293.8 | 0.2 | 0
19:00 | 2.4 | -60.8 | 25.2 | 18.1 | 285.1 | 295.9 | 293 | 0.4 | 0
20:00 | -5 | -48.7 | 0 | 0 | 284 | 296 | 292.2 | 0.5 | 0
21:00 | -11.1 | -35.8 | 0 | 0 | 283.1 | 295.9 | 291.8 | 0.6 | 0
22:00 | -15.5 | -22 | 0 | 0 | 282.3 | 295.8 | 291.5 | 0.9 | 0
23:00 | -17.9 | -7.4 | 0 | 0 | 281.5 | 295.9 | 291.3 | 1 | 0
June
| solar | solar | direct | diffuse | outdoor | indoor | window | heating | blinds
| altitude | azimuth | radiation | radiation | temp. | temp. | temp. | load | closed
| (degrees) | (degrees) | (W-h/m2) | (W-h/m2) | (K) | (K) | (K) | (W-h/m2) | (% time)
midnight | -13.8 | 7 | 0 | 0 | 284.5 | 294.2 | 291 | 42 | 0
1:00 | -11.6 | 21 | 0 | 0 | 284.2 | 294.1 | 290.9 | 40.9 | 0
2:00 | -7.3 | 34.3 | 0 | 0 | 283.9 | 294.1 | 290.7 | 37.6 | 0
3:00 | -1.4 | 46.7 | 0 | 0 | 283.6 | 294.1 | 290.6 | 36.5 | 0
4:00 | 5.8 | 58.4 | 47 | 27.4 | 283.7 | 294.2 | 291.6 | 38 | 0
5:00 | 14 | 69.7 | 54.6 | 52.4 | 284.2 | 294.2 | 292.1 | 37.9 | 0
6:00 | 22.8 | 80.8 | 26.7 | 76.8 | 284.6 | 294.3 | 292.1 | 38.9 | 0
7:00 | 31.9 | 92.5 | 0 | 90.6 | 285.2 | 294.3 | 292.3 | 37.6 | 0
8:00 | 40.9 | 105.5 | 0 | 104.6 | 286.2 | 296.4 | 293.8 | 0.2 | 0
9:00 | 49.2 | 121 | 0 | 130.5 | 287.2 | 296.1 | 294.5 | 0.3 | 0
10:00 | 56.1 | 140.8 | 0 | 140.9 | 288.1 | 296.3 | 295.2 | 0.1 | 0
11:00 | 60.2 | 166 | 0 | 149.1 | 289.1 | 296.6 | 295.7 | 0.2 | 0
noon | 60.2 | -166 | 0 | 150.4 | 290 | 296.9 | 296.2 | 0.1 | 0
13:00 | 56.1 | -140.8 | 0 | 149.6 | 290.6 | 297.1 | 296.3 | 0 | 0
14:00 | 49.2 | -121 | 0 | 133.5 | 291 | 297 | 296.5 | 0.1 | 0
15:00 | 40.9 | -105.5 | 0 | 111.8 | 291.1 | 297.1 | 296.3 | 0 | 0
16:00 | 31.9 | -92.5 | 0 | 113.1 | 290.9 | 297 | 296 | 0 | 0
17:00 | 22.8 | -80.8 | 25.1 | 93.4 | 290.2 | 296.5 | 295.7 | 0.2 | 0
18:00 | 14 | -69.7 | 50.8 | 67.2 | 289.3 | 296.4 | 295.3 | 0.2 | 0
19:00 | 5.8 | -58.4 | 47.8 | 41 | 288.3 | 296.3 | 294.7 | 0.2 | 0
20:00 | -1.4 | -46.7 | 0 | 0 | 287.4 | 296.1 | 293.5 | 0.3 | 0
21:00 | -7.3 | -34.3 | 0 | 0 | 286.4 | 296.1 | 293.2 | 0.2 | 0
22:00 | -11.6 | -21 | 0 | 0 | 285.7 | 296.1 | 292.8 | 0.4 | 0
23:00 | -13.8 | -7 | 0 | 0 | 284.8 | 296 | 292.3 | 0.5 | 0
July
| solar | solar | direct | diffuse | outdoor | indoor | window | heating | blinds
| altitude | azimuth | radiation | radiation | temp. | temp. | temp. | load | closed
| (degrees) | (degrees) | (W-h/m2) | (W-h/m2) | (K) | (K) | (K) | (W-h/m2) | (% time)
midnight | -15.9 | 7.2 | 0 | 0 | 286.4 | 295.4 | 292.4 | 15.3 | 0
1:00 | -13.7 | 21.5 | 0 | 0 | 286.1 | 295.1 | 292.1 | 18.7 | 0
2:00 | -9.3 | 35.1 | 0 | 0 | 285.6 | 294.8 | 291.8 | 19 | 0
3:00 | -3.3 | 47.8 | 0 | 0 | 285.3 | 294.6 | 291.6 | 17.4 | 0
4:00 | 4 | 59.7 | 7.4 | 13.9 | 285.5 | 294.6 | 291.8 | 18 | 0
5:00 | 12.3 | 71 | 22.1 | 43.4 | 285.8 | 294.8 | 292.5 | 16.3 | 0
6:00 | 21.1 | 82.3 | 12.9 | 72.5 | 286.4 | 295.1 | 293 | 16.7 | 0
7:00 | 30.2 | 94.1 | 0 | 90.2 | 286.8 | 295.4 | 293.5 | 14.7 | 0
8:00 | 39.2 | 107.3 | 0 | 107.5 | 287.6 | 296.9 | 295.1 | 0 | 0
9:00 | 47.4 | 122.8 | 0 | 130 | 288.7 | 297.3 | 295.7 | 0 | 0
10:00 | 54.2 | 142.4 | 0 | 152.9 | 289.7 | 297.3 | 296.4 | 0 | 0
11:00 | 58.1 | 166.6 | 0 | 166.1 | 290.7 | 297.4 | 296.9 | 0 | 0
noon | 58.1 | -166.6 | 0 | 174.3 | 291.7 | 297.7 | 297.4 | 0 | 0
13:00 | 54.2 | -142.4 | 0 | 161.4 | 292.5 | 297.5 | 297.6 | 0 | 0
14:00 | 47.4 | -122.8 | 0 | 145.3 | 292.9 | 297.6 | 297.3 | 0 | 0
15:00 | 39.2 | -107.3 | 0 | 120.5 | 293 | 297.3 | 297.2 | 0 | 0
16:00 | 30.2 | -94.1 | 0 | 114.7 | 292.8 | 297.5 | 297 | 0 | 0
17:00 | 21.1 | -82.3 | 18.9 | 91.1 | 292.4 | 297.4 | 296.7 | 0 | 0
18:00 | 12.3 | -71 | 59.5 | 68.5 | 291.5 | 297.5 | 296.6 | 0 | 0
19:00 | 4 | -59.7 | 57.7 | 35.1 | 290.4 | 297.3 | 296.1 | 0 | 0
20:00 | -3.3 | -47.8 | 0 | 0 | 289.3 | 297 | 294.5 | 0 | 0
21:00 | -9.3 | -35.1 | 0 | 0 | 288.4 | 296.8 | 294.1 | 0 | 0
22:00 | -13.7 | -21.5 | 0 | 0 | 287.5 | 297.1 | 293.8 | 0.1 | 0
23:00 | -15.9 | -7.2 | 0 | 0 | 286.8 | 297 | 293.6 | 0 | 0
August
| solar | solar | direct | diffuse | outdoor | indoor | window | heating | blinds
| altitude | azimuth | radiation | radiation | temp. | temp. | temp. | load | closed
| (degrees) | (degrees) | (W-h/m2) | (W-h/m2) | (K) | (K) | (K) | (W-h/m2) | (% time)
midnight | -23.7 | 7.9 | 0 | 0 | 286.4 | 295 | 292.2 | 13.3 | 0
1:00 | -21.3 | 23.5 | 0 | 0 | 286 | 294.8 | 291.9 | 14.5 | 0
2:00 | -16.6 | 38.1 | 0 | 0 | 285.9 | 294.6 | 291.8 | 16.2 | 0
3:00 | -10.1 | 51.6 | 0 | 0 | 285.4 | 294.5 | 291.5 | 17.3 | 0
4:00 | -2.4 | 64.1 | 0 | 0 | 285.1 | 294.4 | 291.3 | 19.6 | 0
5:00 | 6 | 75.9 | 12.7 | 19 | 285.3 | 294.4 | 291.7 | 18.7 | 0
6:00 | 15.1 | 87.6 | 5.8 | 45.6 | 285.9 | 294.6 | 292.2 | 17.6 | 0
7:00 | 24.2 | 99.7 | 0 | 76 | 286.5 | 295 | 293 | 17.7 | 0
8:00 | 32.9 | 113.1 | 0 | 96.4 | 287.3 | 296.9 | 294.7 | 0 | 0
9:00 | 40.7 | 128.5 | 0 | 119 | 288.2 | 296.9 | 295.2 | 0 | 0
10:00 | 46.9 | 146.9 | 0 | 144.3 | 289.3 | 297.1 | 295.8 | 0 | 0
11:00 | 50.3 | 168.5 | 0 | 156.9 | 290.4 | 297 | 296.4 | 0 | 0
noon | 50.3 | -168.5 | 0 | 169.1 | 291.3 | 297.2 | 297 | 0 | 0
13:00 | 46.9 | -146.9 | 0 | 150.2 | 292 | 297.3 | 297.2 | 0 | 0
14:00 | 40.7 | -128.5 | 0 | 130.8 | 292.5 | 297.4 | 297.2 | 0 | 0
15:00 | 32.9 | -113.1 | 0 | 103.7 | 292.6 | 297.5 | 296.9 | 0 | 0
16:00 | 24.2 | -99.7 | 0 | 76.7 | 292.2 | 297.3 | 296.5 | 0 | 0
17:00 | 15.1 | -87.6 | 6.3 | 56.4 | 291.7 | 297.3 | 296.1 | 0 | 0
18:00 | 6 | -75.9 | 24.9 | 35.1 | 290.9 | 297.3 | 295.6 | 0 | 0
19:00 | -2.4 | -64.1 | 0 | 6 | 289.9 | 297.1 | 294.8 | 0 | 0
20:00 | -10.1 | -51.6 | 0 | 0 | 289 | 297.3 | 294.5 | 0 | 0
21:00 | -16.6 | -38.1 | 0 | 0 | 288.1 | 297.3 | 294 | 0.1 | 0
22:00 | -21.3 | -23.5 | 0 | 0 | 287.3 | 296.9 | 293.5 | 0 | 0
23:00 | -23.7 | -7.9 | 0 | 0 | 286.6 | 296.7 | 293.6 | 0 | 0
September
| solar | solar | direct | diffuse | outdoor | indoor | window | heating | blinds
| altitude | azimuth | radiation | radiation | temp. | temp. | temp. | load | closed
| (degrees) | (degrees) | (W-h/m2) | (W-h/m2) | (K) | (K) | (K) | (W-h/m2) | (% time)
midnight | -35.1 | 9.1 | 0 | 0 | 284.9 | 295.1 | 291.8 | 41.8 | 0
1:00 | -32.3 | 26.9 | 0 | 0 | 284.8 | 294.9 | 291.6 | 41.9 | 0
2:00 | -27.1 | 43.1 | 0 | 0 | 284.5 | 294.7 | 291.4 | 41.5 | 0
3:00 | -20 | 57.5 | 0 | 0 | 284.3 | 294.6 | 291.2 | 40.9 | 0
4:00 | -11.8 | 70.6 | 0 | 0 | 284.1 | 294.5 | 291.1 | 41.6 | 0
5:00 | -3 | 82.8 | 0 | 0.3 | 284 | 294.4 | 291 | 43.7 | 0
6:00 | 6 | 94.7 | 0 | 19.9 | 284.3 | 294.4 | 291.3 | 41.7 | 0
7:00 | 15 | 107 | 0 | 44.4 | 284.7 | 294.5 | 291.8 | 36.8 | 0
8:00 | 23.3 | 120.2 | 0 | 67.9 | 285.4 | 297 | 293.4 | 0.4 | 0
9:00 | 30.6 | 135 | 0 | 89.9 | 286.1 | 296.9 | 294 | 0.5 | 0
10:00 | 36 | 151.7 | 0 | 104.9 | 286.8 | 297 | 294.5 | 0.3 | 0
11:00 | 39 | 170.3 | 0 | 105.9 | 287.6 | 296.7 | 294.9 | 0.2 | 0
noon | 39 | -170.3 | 0 | 104.9 | 288.3 | 296.7 | 295.2 | 0.1 | 0
13:00 | 36 | -151.7 | 0 | 101.4 | 288.9 | 297.1 | 295.3 | 0.2 | 0
14:00 | 30.6 | -135 | 0 | 92.6 | 289.4 | 297 | 295.5 | 0.1 | 0
15:00 | 23.3 | -120.2 | 0 | 73.2 | 289.5 | 296.8 | 295.3 | 0.2 | 0
16:00 | 15 | -107 | 0 | 44.6 | 289.3 | 297.2 | 294.9 | 0 | 0
17:00 | 6 | -94.7 | 0 | 23.9 | 288.6 | 297 | 294.5 | 0.2 | 0
18:00 | -3 | -82.8 | 0 | 2.4 | 287.8 | 297 | 293.9 | 0.2 | 0
19:00 | -11.8 | -70.6 | 0 | 0 | 287.1 | 296.7 | 293.7 | 0.5 | 0
20:00 | -20 | -57.5 | 0 | 0 | 286.5 | 296.8 | 293.4 | 0.6 | 0
21:00 | -27.1 | -43.1 | 0 | 0 | 285.9 | 296.6 | 293.3 | 0.5 | 0
22:00 | -32.3 | -26.9 | 0 | 0 | 285.3 | 296.6 | 293 | 0.7 | 0
23:00 | -35.1 | -9.1 | 0 | 0 | 285 | 296.7 | 292.9 | 0.7 | 0
October
| solar | solar | direct | diffuse | outdoor | indoor | window | heating | blinds
| altitude | azimuth | radiation | radiation | temp. | temp. | temp. | load | closed
| (degrees) | (degrees) | (W-h/m2) | (W-h/m2) | (K) | (K) | (K) | (W-h/m2) | (% time)
midnight | -47 | 10.8 | 0 | 0 | 282.1 | 294.3 | 290.3 | 57.2 | 0
1:00 | -43.7 | 31.4 | 0 | 0 | 282.1 | 294.2 | 290.3 | 56.1 | 0
2:00 | -37.8 | 49.3 | 0 | 0 | 282 | 294.2 | 290.2 | 57.6 | 0
3:00 | -30.1 | 64.6 | 0 | 0 | 281.8 | 294.1 | 290.1 | 58.5 | 0
4:00 | -21.5 | 78 | 0 | 0 | 281.8 | 294.1 | 290.1 | 60 | 0
5:00 | -12.4 | 90.2 | 0 | 0 | 281.7 | 294.1 | 290 | 64.7 | 0
6:00 | -3.4 | 102 | 0 | 0.8 | 281.8 | 294.1 | 290.1 | 65.4 | 0
7:00 | 5.2 | 114 | 0 | 16.8 | 282.2 | 294.1 | 290.4 | 64.2 | 0
8:00 | 13 | 126.6 | 0 | 37.6 | 282.6 | 296.3 | 291.5 | 0.6 | 0
9:00 | 19.7 | 140.4 | 0 | 61.3 | 283.3 | 295.9 | 292.8 | 1.1 | 0
10:00 | 24.5 | 155.5 | 0 | 70.4 | 283.9 | 296.1 | 292.8 | 0.7 | 0
11:00 | 27.1 | 171.7 | 0 | 81.3 | 284.6 | 296.1 | 293.1 | 0.8 | 0
noon | 27.1 | -171.7 | 0 | 79 | 285.1 | 295.9 | 293.4 | 0.8 | 0
13:00 | 24.5 | -155.5 | 0 | 65.6 | 285.4 | 296.2 | 293.4 | 0.5 | 0
14:00 | 19.7 | -140.4 | 0 | 49.7 | 285.5 | 296.4 | 293.1 | 0.8 | 0
15:00 | 13 | -126.6 | 0 | 33.4 | 285.3 | 295.9 | 293.1 | 0.5 | 0
16:00 | 5.2 | -114 | 0 | 14.6 | 284.7 | 296 | 292.4 | 0.6 | 0
17:00 | -3.4 | -102 | 0 | 0.4 | 284.1 | 296.2 | 292.1 | 0.7 | 0
18:00 | -12.4 | -90.2 | 0 | 0 | 283.5 | 296 | 291.9 | 1 | 0
19:00 | -21.5 | -78 | 0 | 0 | 283.1 | 296.1 | 291.8 | 0.7 | 0
20:00 | -30.1 | -64.6 | 0 | 0 | 282.8 | 296.1 | 291.8 | 0.8 | 0
21:00 | -37.8 | -49.3 | 0 | 0 | 282.5 | 296.1 | 291.8 | 0.7 | 0
22:00 | -43.7 | -31.4 | 0 | 0 | 282.4 | 296.3 | 291.6 | 0.6 | 0
23:00 | -47 | -10.8 | 0 | 0 | 282.2 | 296 | 291.5 | 0.9 | 0
November
| solar | solar | direct | diffuse | outdoor | indoor | window | heating | blinds
| altitude | azimuth | radiation | radiation | temp. | temp. | temp. | load | closed
| (degrees) | (degrees) | (W-h/m2) | (W-h/m2) | (K) | (K) | (K) | (W-h/m2) | (% time)
midnight | -56.2 | 12.8 | 0 | 0 | 278.9 | 294.1 | 289.1 | 102.4 | 0
1:00 | -52.4 | 36.3 | 0 | 0 | 278.8 | 294.1 | 289.1 | 103.2 | 0
2:00 | -45.8 | 55.6 | 0 | 0 | 278.6 | 294.1 | 289.1 | 109.4 | 0
3:00 | -37.7 | 71.1 | 0 | 0 | 278.5 | 294.1 | 289 | 105.8 | 0
4:00 | -28.8 | 84.3 | 0 | 0 | 278.4 | 294.1 | 289 | 101.7 | 0
5:00 | -19.7 | 96.2 | 0 | 0 | 278.4 | 294.1 | 289 | 105.2 | 0
6:00 | -10.7 | 107.7 | 0 | 0 | 278.3 | 294.1 | 289 | 105.5 | 0
7:00 | -2.4 | 119.2 | 0 | 1 | 278.2 | 294.1 | 288.9 | 106.1 | 0
8:00 | 5 | 131.2 | 0 | 16 | 278.4 | 295.6 | 289.5 | 1.6 | 0
9:00 | 11.1 | 144.1 | 0 | 30.1 | 278.8 | 296.1 | 290.8 | 1.7 | 0
10:00 | 15.5 | 157.9 | 0 | 45.9 | 279.2 | 295.7 | 291.1 | 2.4 | 0
11:00 | 17.8 | 172.5 | 0 | 57.8 | 279.7 | 296.1 | 291 | 1.6 | 0
noon | 17.8 | -172.5 | 0 | 55.3 | 280.1 | 295.4 | 291.4 | 1.9 | 0
13:00 | 15.5 | -157.9 | 0 | 47.3 | 280.3 | 296 | 291.2 | 1.6 | 0
14:00 | 11.1 | -144.1 | 0 | 30.2 | 280.4 | 295.3 | 291.2 | 2 | 0
15:00 | 5 | -131.2 | 0 | 12.9 | 280.2 | 296 | 290.6 | 1.3 | 0
16:00 | -2.4 | -119.2 | 0 | 0 | 280 | 295.8 | 290.7 | 1.6 | 0
17:00 | -10.7 | -107.7 | 0 | 0 | 279.7 | 296.1 | 290.7 | 1.5 | 0
18:00 | -19.7 | -96.2 | 0 | 0 | 279.6 | 295.7 | 290.7 | 2 | 0
19:00 | -28.8 | -84.3 | 0 | 0 | 279.4 | 295.9 | 290.5 | 1.6 | 0
20:00 | -37.7 | -71.1 | 0 | 0 | 279.4 | 295.9 | 290.4 | 1.8 | 0
21:00 | -45.8 | -55.6 | 0 | 0 | 279.2 | 295.7 | 290.5 | 2.1 | 0
22:00 | -52.4 | -36.3 | 0 | 0 | 279 | 295.7 | 290.3 | 1.9 | 0
23:00 | -56.2 | -12.8 | 0 | 0 | 278.8 | 296.2 | 290.2 | 1.5 | 0
December
| solar | solar | direct | diffuse | outdoor | indoor | window | heating | blinds
| altitude | azimuth | radiation | radiation | temp. | temp. | temp. | load | closed
| (degrees) | (degrees) | (W-h/m2) | (W-h/m2) | (K) | (K) | (K) | (W-h/m2) | (% time)
midnight | -60.2 | 13.9 | 0 | 0 | 276.9 | 294.1 | 288.5 | 107.4 | 0
1:00 | -56.1 | 39.1 | 0 | 0 | 276.8 | 294.1 | 288.5 | 111.2 | 0
2:00 | -49.2 | 58.9 | 0 | 0 | 276.8 | 294.1 | 288.5 | 111.5 | 0
3:00 | -40.9 | 74.4 | 0 | 0 | 276.8 | 294.1 | 288.5 | 111.5 | 0
4:00 | -31.9 | 87.4 | 0 | 0 | 276.9 | 294.1 | 288.5 | 108.9 | 0
5:00 | -22.8 | 99.1 | 0 | 0 | 277 | 294.1 | 288.5 | 111.9 | 0
6:00 | -14 | 110.2 | 0 | 0 | 276.9 | 294.1 | 288.5 | 109 | 0
7:00 | -5.8 | 121.5 | 0 | 0 | 276.9 | 294.1 | 288.5 | 106.3 | 0
8:00 | 1.4 | 133.2 | 0 | 1.8 | 277.1 | 295.4 | 289.1 | 1.9 | 0
9:00 | 7.3 | 145.7 | 0 | 14.9 | 277.3 | 296.6 | 289.8 | 2 | 0
10:00 | 11.6 | 158.9 | 0 | 28.6 | 277.7 | 295.4 | 290.8 | 3.6 | 0
11:00 | 13.8 | 172.9 | 0 | 36.8 | 277.9 | 296.4 | 290.2 | 1.8 | 0
noon | 13.8 | -172.9 | 0 | 37.9 | 278.2 | 295.6 | 290.6 | 2.7 | 0
13:00 | 11.6 | -158.9 | 0 | 29 | 278.4 | 296.1 | 290.5 | 2 | 0
14:00 | 7.3 | -145.7 | 0 | 18.1 | 278.3 | 296 | 290.4 | 2.2 | 0
15:00 | 1.4 | -133.2 | 0 | 4.7 | 278.2 | 296 | 290.3 | 2 | 0
16:00 | -5.8 | -121.5 | 0 | 0 | 277.8 | 295.8 | 290.1 | 2.5 | 0
17:00 | -14 | -110.2 | 0 | 0 | 277.7 | 295.8 | 289.9 | 2.1 | 0
18:00 | -22.8 | -99.1 | 0 | 0 | 277.5 | 296.1 | 289.9 | 2.1 | 0
19:00 | -31.9 | -87.4 | 0 | 0 | 277.5 | 295.6 | 290.1 | 2.8 | 0
20:00 | -40.9 | -74.4 | 0 | 0 | 277.3 | 295.9 | 289.6 | 1.9 | 0
21:00 | -49.2 | -58.9 | 0 | 0 | 277.1 | 296 | 289.8 | 1.8 | 0
22:00 | -56.1 | -39.1 | 0 | 0 | 277.1 | 295.8 | 289.8 | 2.5 | 0
23:00 | -60.2 | -13.9 | 0 | 0 | 277 | 295.9 | 289.8 | 2.1 | 0

## Sheet22
Scenario Two (yellow)
Tue Dec 03 2019 23:09:56 GMT+0000 (Greenwich Mean Time)
Setup Information:
Building
Location | UK - London
Building length, side A | N/A
Building length, side B | N/A
Simulation Type
Simulation Type | one_sided
Window Description
Typology | dgu_nb
Glazing Type | clear
Window Area | 22%
Wall Description
Insulation R-Value | 99999999.9 m2-K/W
Occupancy
Type | Low-rise Residential
Occupancy Load | 0.000 people per m2
Lighting Requirements | 400 lux
Equipment Load | 0.00 W/m2
Room Ventilation
Air Change Rate per Occupant | 15.0 liters / sec per person
Total Air Change Rate | 0.0 roomfuls per hour
Lighting Control
Lighting Control | lights do not respond to daylight: all lights fully on while building is occupied
Representative Room
Orientation | north
Room Depth | 27 m
Room Width | 5 m
Room Height | 2.2 m
Thermal Mass
Thermal Mass | none
Overhang
Overhang Depth | 0 m
Roof
Roof Type | adiabatic roof
Simulation Results:
Primary Energy Use and CO2 Emissions
| heating | cooling | lighting | total | CO2
| energy | energy | energy | energy | emissions
| (kWh/m2) | (kWh/m2) | (kWh/m2) | (kWh/m2) | (kg/m2)
January | 33.9 | 0 | 7.3 | 41.2 | 8.2
February | 28.2 | 0 | 6.6 | 34.8 | 7
March | 32.1 | 0 | 7.3 | 39.4 | 7.9
April | 25.8 | 0 | 7.1 | 32.9 | 6.6
May | 18.7 | 0 | 7.3 | 26 | 5.2
June | 9.4 | 0 | 7.1 | 16.5 | 3.3
July | 4.2 | 0 | 7.3 | 11.5 | 2.3
August | 4.2 | 0 | 7.3 | 11.5 | 2.3
September | 10 | 0 | 7.1 | 17.1 | 3.4
October | 15.4 | 0 | 7.3 | 22.7 | 4.5
November | 26 | 0 | 7.1 | 33.1 | 6.6
December | 28.3 | 0 | 7.3 | 35.6 | 7.1
Total | 236.2 | 0 | 86.1 | 322.3 | 64.5 | yearly energy
January
| solar | solar | direct | diffuse | outdoor | indoor | window | heating | blinds
| altitude | azimuth | radiation | radiation | temp. | temp. | temp. | load | closed
| (degrees) | (degrees) | (W-h/m2) | (W-h/m2) | (K) | (K) | (K) | (W-h/m2) | (% time)
midnight | -58.1 | 13.3 | 0 | 0 | 275.9 | 294.1 | 288.2 | 134.6 | 0
1:00 | -54.2 | 37.6 | 0 | 0 | 275.8 | 294.1 | 288.2 | 134.1 | 0
2:00 | -47.5 | 57.1 | 0 | 0 | 275.8 | 294.1 | 288.2 | 132.6 | 0
3:00 | -39.2 | 72.7 | 0 | 0 | 275.7 | 294.1 | 288.1 | 128.4 | 0
4:00 | -30.2 | 85.8 | 0 | 0 | 275.6 | 294.1 | 288.1 | 131.1 | 0
5:00 | -21.1 | 97.6 | 0 | 0 | 275.6 | 294.1 | 288.1 | 130.9 | 0
6:00 | -12.3 | 108.9 | 0 | 0 | 275.5 | 294.1 | 288.1 | 128.6 | 0
7:00 | -4 | 120.3 | 0 | 0 | 275.5 | 294.1 | 288.1 | 127.4 | 0
8:00 | 3.3 | 132.2 | 0 | 5.1 | 275.7 | 295.3 | 289.2 | 2.3 | 0
9:00 | 9.3 | 144.9 | 0 | 20.2 | 276.1 | 296.6 | 289.4 | 2.2 | 0
10:00 | 13.6 | 158.4 | 0 | 34.6 | 276.5 | 295.3 | 290.3 | 3.6 | 0
11:00 | 15.9 | 172.7 | 0 | 40.5 | 276.7 | 295.8 | 289.9 | 2.6 | 0
noon | 15.9 | -172.7 | 0 | 42.7 | 277.2 | 296.1 | 290.4 | 2.6 | 0
13:00 | 13.6 | -158.4 | 0 | 38.1 | 277.6 | 295.8 | 290.5 | 3.1 | 0
14:00 | 9.3 | -144.9 | 0 | 26.7 | 277.5 | 295.9 | 290.1 | 2.7 | 0
15:00 | 3.3 | -132.2 | 0 | 13.2 | 277.3 | 296.1 | 290.1 | 2.6 | 0
16:00 | -4 | -120.3 | 0 | 0.6 | 277 | 295.5 | 289.9 | 3.3 | 0
17:00 | -12.3 | -108.9 | 0 | 0 | 276.8 | 296.1 | 289.5 | 2.8 | 0
18:00 | -21.1 | -97.6 | 0 | 0 | 276.5 | 295.9 | 289.6 | 3.3 | 0
19:00 | -30.2 | -85.8 | 0 | 0 | 276.3 | 295.7 | 289.5 | 3.2 | 0
20:00 | -39.2 | -72.7 | 0 | 0 | 276.1 | 295.8 | 289.3 | 3.1 | 0
21:00 | -47.5 | -57.1 | 0 | 0 | 276.1 | 295.9 | 289.3 | 2.7 | 0
22:00 | -54.2 | -37.6 | 0 | 0 | 276 | 295.8 | 289.4 | 3.3 | 0
23:00 | -58.1 | -13.3 | 0 | 0 | 275.9 | 296 | 289.4 | 2.9 | 0
February
| solar | solar | direct | diffuse | outdoor | indoor | window | heating | blinds
| altitude | azimuth | radiation | radiation | temp. | temp. | temp. | load | closed
| (degrees) | (degrees) | (W-h/m2) | (W-h/m2) | (K) | (K) | (K) | (W-h/m2) | (% time)
midnight | -50.4 | 11.4 | 0 | 0 | 275.4 | 294.1 | 288 | 115.1 | 0
1:00 | -46.9 | 33 | 0 | 0 | 275.3 | 294.1 | 288 | 109.5 | 0
2:00 | -40.8 | 51.4 | 0 | 0 | 275.2 | 294.1 | 288 | 113.7 | 0
3:00 | -32.9 | 66.9 | 0 | 0 | 275.2 | 294.1 | 288 | 120.3 | 0
4:00 | -24.2 | 80.2 | 0 | 0 | 275.2 | 294.1 | 288 | 122.3 | 0
5:00 | -15.1 | 92.3 | 0 | 0 | 275.1 | 294.1 | 287.9 | 126.9 | 0
6:00 | -6.1 | 104 | 0 | 0 | 275.1 | 294.1 | 287.9 | 126.7 | 0
7:00 | 2.4 | 115.9 | 0 | 2.3 | 275.1 | 294.1 | 288 | 130.4 | 0
8:00 | 10.1 | 128.3 | 0 | 20.6 | 275.5 | 295.5 | 288.6 | 2.4 | 0
9:00 | 16.5 | 141.8 | 0 | 40.4 | 276.1 | 296.6 | 289.9 | 2.3 | 0
10:00 | 21.2 | 156.4 | 0 | 55.1 | 276.7 | 295.6 | 290.3 | 3.5 | 0
11:00 | 23.7 | 172 | 0 | 60.6 | 277.3 | 295.9 | 290.4 | 2.8 | 0
noon | 23.7 | -172 | 0 | 65.1 | 277.9 | 295.9 | 290.8 | 2.7 | 0
13:00 | 21.2 | -156.4 | 0 | 57 | 278.4 | 296.1 | 290.7 | 2.5 | 0
14:00 | 16.5 | -141.8 | 0 | 53.5 | 278.5 | 295.7 | 290.8 | 2.5 | 0
15:00 | 10.1 | -128.3 | 0 | 36 | 278.3 | 295.9 | 290.4 | 2.6 | 0
16:00 | 2.4 | -115.9 | 0 | 14.5 | 277.7 | 296 | 290.1 | 2.6 | 0
17:00 | -6.1 | -104 | 0 | 0.3 | 277.1 | 295.6 | 289.8 | 2.5 | 0
18:00 | -15.1 | -92.3 | 0 | 0 | 276.7 | 295.9 | 289.4 | 2.7 | 0
19:00 | -24.2 | -80.2 | 0 | 0 | 276.3 | 296.2 | 289.5 | 2.7 | 0
20:00 | -32.9 | -66.9 | 0 | 0 | 276 | 295.2 | 289.7 | 3.1 | 0
21:00 | -40.8 | -51.4 | 0 | 0 | 275.7 | 295.8 | 289.1 | 2.7 | 0
22:00 | -46.9 | -33 | 0 | 0 | 275.5 | 296.2 | 289.2 | 2.5 | 0
23:00 | -50.4 | -11.4 | 0 | 0 | 275.4 | 295.7 | 289.5 | 2.5 | 0
March
| solar | solar | direct | diffuse | outdoor | indoor | window | heating | blinds
| altitude | azimuth | radiation | radiation | temp. | temp. | temp. | load | closed
| (degrees) | (degrees) | (W-h/m2) | (W-h/m2) | (K) | (K) | (K) | (W-h/m2) | (% time)
midnight | -39 | 9.6 | 0 | 0 | 276.9 | 294.1 | 288.5 | 127.2 | 0
1:00 | -36 | 28.2 | 0 | 0 | 276.8 | 294.1 | 288.5 | 130.9 | 0
2:00 | -30.6 | 45 | 0 | 0 | 276.7 | 294.1 | 288.4 | 135.1 | 0
3:00 | -23.4 | 59.7 | 0 | 0 | 276.5 | 294.1 | 288.4 | 127.5 | 0
4:00 | -15 | 72.9 | 0 | 0 | 276.3 | 294.1 | 288.3 | 128.8 | 0
5:00 | -6.1 | 85.2 | 0 | 0 | 276.4 | 294.1 | 288.3 | 123.6 | 0
6:00 | 2.9 | 97.1 | 0 | 4.1 | 276.6 | 294.1 | 288.4 | 116.1 | 0
7:00 | 11.8 | 109.3 | 0 | 24.9 | 276.9 | 294.1 | 288.8 | 112.8 | 0
8:00 | 20 | 122.4 | 0 | 48.1 | 277.4 | 296 | 289.6 | 1.8 | 0
9:00 | 27 | 136.9 | 0 | 66.7 | 278 | 295.7 | 291 | 2.2 | 0
10:00 | 32.2 | 153.1 | 0 | 85.8 | 278.8 | 295.9 | 291.2 | 1.9 | 0
11:00 | 35.1 | 170.8 | 0 | 100 | 279.8 | 295.9 | 291.6 | 2 | 0
noon | 35.1 | -170.8 | 0 | 101.7 | 280.5 | 295.8 | 292.2 | 1.7 | 0
13:00 | 32.2 | -153.1 | 0 | 93 | 281.2 | 295.8 | 292 | 1.5 | 0
14:00 | 27 | -136.9 | 0 | 79.8 | 281.5 | 295.9 | 291.9 | 1.7 | 0
15:00 | 20 | -122.4 | 0 | 58.9 | 281.4 | 295.7 | 291.9 | 1.8 | 0
16:00 | 11.8 | -109.3 | 0 | 34.5 | 280.9 | 296 | 291.4 | 1.9 | 0
17:00 | 2.9 | -97.1 | 0 | 15.4 | 280.1 | 295.9 | 291 | 2.1 | 0
18:00 | -6.1 | -85.2 | 0 | 0 | 279.4 | 295.9 | 290.5 | 2.1 | 0
19:00 | -15 | -72.9 | 0 | 0 | 278.7 | 295.8 | 290.3 | 2.4 | 0
20:00 | -23.4 | -59.7 | 0 | 0 | 278.2 | 295.6 | 290.1 | 2.9 | 0
21:00 | -30.6 | -45 | 0 | 0 | 277.8 | 296.2 | 289.9 | 2.6 | 0
22:00 | -36 | -28.2 | 0 | 0 | 277.3 | 295.7 | 290.1 | 3.6 | 0
23:00 | -39 | -9.6 | 0 | 0 | 277.1 | 295.6 | 289.9 | 3.2 | 0
April
| solar | solar | direct | diffuse | outdoor | indoor | window | heating | blinds
| altitude | azimuth | radiation | radiation | temp. | temp. | temp. | load | closed
| (degrees) | (degrees) | (W-h/m2) | (W-h/m2) | (K) | (K) | (K) | (W-h/m2) | (% time)
midnight | -27.1 | 8.3 | 0 | 0 | 278.5 | 294.1 | 289 | 104.4 | 0
1:00 | -24.5 | 24.4 | 0 | 0 | 278.2 | 294.1 | 288.9 | 102.4 | 0
2:00 | -19.7 | 39.5 | 0 | 0 | 278 | 294.1 | 288.9 | 104 | 0
3:00 | -13.1 | 53.3 | 0 | 0 | 277.7 | 294.1 | 288.8 | 106 | 0
4:00 | -5.2 | 66 | 0 | 0 | 277.4 | 294.1 | 288.7 | 105 | 0
5:00 | 3.4 | 78 | 3 | 8 | 277.6 | 294.1 | 288.8 | 103.9 | 0
6:00 | 12.4 | 89.8 | 0.4 | 33.9 | 278.1 | 294.1 | 289.2 | 107.1 | 0
7:00 | 21.5 | 102 | 0 | 60.7 | 278.8 | 294.1 | 289.8 | 103.7 | 0
8:00 | 30.1 | 115.3 | 0 | 79.7 | 279.5 | 296.7 | 290.9 | 1.4 | 0
9:00 | 37.7 | 130.6 | 0 | 102.3 | 280.6 | 296.3 | 291.6 | 2.4 | 0
10:00 | 43.7 | 148.5 | 0 | 121.4 | 281.5 | 296.2 | 292.3 | 1.9 | 0
11:00 | 47 | 169.1 | 0 | 133.9 | 282.5 | 296 | 292.8 | 1.7 | 0
noon | 47 | -169.1 | 0 | 135.6 | 283.5 | 295.6 | 293.3 | 1.2 | 0
13:00 | 43.7 | -148.5 | 0 | 127.4 | 284.2 | 295.9 | 293.5 | 1 | 0
14:00 | 37.7 | -130.6 | 0 | 116.3 | 284.7 | 295.8 | 293.6 | 0.9 | 0
15:00 | 30.1 | -115.3 | 0 | 86.8 | 285 | 295.9 | 293.3 | 0.8 | 0
16:00 | 21.5 | -102 | 0 | 66.8 | 284.7 | 295.8 | 292.9 | 0.8 | 0
17:00 | 12.4 | -89.8 | 0.5 | 41.3 | 283.9 | 295.9 | 292.5 | 1 | 0
18:00 | 3.4 | -78 | 12.3 | 16.4 | 283 | 296 | 291.9 | 1.2 | 0
19:00 | -5.2 | -66 | 0 | 0 | 282 | 296 | 291.5 | 1.3 | 0
20:00 | -13.1 | -53.3 | 0 | 0 | 281 | 295.6 | 291.2 | 1.5 | 0
21:00 | -19.7 | -39.5 | 0 | 0 | 280 | 296.4 | 290.5 | 1.5 | 0
22:00 | -24.5 | -24.4 | 0 | 0 | 279.3 | 295.6 | 290.8 | 2.3 | 0
23:00 | -27.1 | -8.3 | 0 | 0 | 278.6 | 295.7 | 290.2 | 2.4 | 0
May
| solar | solar | direct | diffuse | outdoor | indoor | window | heating | blinds
| altitude | azimuth | radiation | radiation | temp. | temp. | temp. | load | closed
| (degrees) | (degrees) | (W-h/m2) | (W-h/m2) | (K) | (K) | (K) | (W-h/m2) | (% time)
midnight | -17.9 | 7.4 | 0 | 0 | 281 | 294.1 | 289.8 | 74.7 | 0
1:00 | -15.5 | 22 | 0 | 0 | 280.8 | 294.1 | 289.7 | 75.3 | 0
2:00 | -11.1 | 35.8 | 0 | 0 | 280.5 | 294.1 | 289.7 | 75.7 | 0
3:00 | -5 | 48.7 | 0 | 0 | 280.2 | 294.1 | 289.5 | 74.3 | 0
4:00 | 2.4 | 60.8 | 12.8 | 10.9 | 280.2 | 294.1 | 289.8 | 76.5 | 0
5:00 | 10.7 | 72.3 | 41.5 | 40.6 | 280.5 | 294.1 | 290.5 | 75.8 | 0
6:00 | 19.6 | 83.7 | 18 | 62.9 | 280.9 | 294.1 | 290.6 | 75.9 | 0
7:00 | 28.7 | 95.6 | 0 | 84.8 | 281.8 | 294.1 | 291 | 67.4 | 0
8:00 | 37.6 | 108.8 | 0 | 101.3 | 282.7 | 296.1 | 292.5 | 0.7 | 0
9:00 | 45.8 | 124.4 | 0 | 131.7 | 283.7 | 295.9 | 293.5 | 0.9 | 0
10:00 | 52.4 | 143.6 | 0 | 145.9 | 284.8 | 296.1 | 294 | 0.7 | 0
11:00 | 56.2 | 167.2 | 0 | 152.2 | 285.8 | 296.2 | 294.3 | 0.5 | 0
noon | 56.2 | -167.2 | 0 | 145.7 | 286.8 | 296.2 | 294.4 | 0.3 | 0
13:00 | 52.4 | -143.6 | 0 | 137.1 | 287.6 | 296.2 | 294.8 | 0.3 | 0
14:00 | 45.8 | -124.4 | 0 | 134.2 | 288 | 296.3 | 295.1 | 0.3 | 0
15:00 | 37.6 | -108.8 | 0 | 116.3 | 288 | 296.2 | 294.7 | 0.4 | 0
16:00 | 28.7 | -95.6 | 0 | 97.6 | 287.9 | 296.2 | 294.2 | 0.3 | 0
17:00 | 19.6 | -83.7 | 19 | 74.3 | 287.3 | 295.8 | 294.2 | 0.2 | 0
18:00 | 10.7 | -72.3 | 47.9 | 48.7 | 286.3 | 296.1 | 293.8 | 0.2 | 0
19:00 | 2.4 | -60.8 | 25.2 | 18.1 | 285.1 | 296.1 | 292.8 | 0.4 | 0
20:00 | -5 | -48.7 | 0 | 0 | 284 | 295.9 | 292.1 | 0.5 | 0
21:00 | -11.1 | -35.8 | 0 | 0 | 283.1 | 296.1 | 291.8 | 0.6 | 0
22:00 | -15.5 | -22 | 0 | 0 | 282.3 | 296 | 291.5 | 0.9 | 0
23:00 | -17.9 | -7.4 | 0 | 0 | 281.5 | 295.7 | 291.3 | 0.9 | 0
June
| solar | solar | direct | diffuse | outdoor | indoor | window | heating | blinds
| altitude | azimuth | radiation | radiation | temp. | temp. | temp. | load | closed
| (degrees) | (degrees) | (W-h/m2) | (W-h/m2) | (K) | (K) | (K) | (W-h/m2) | (% time)
midnight | -13.8 | 7 | 0 | 0 | 284.5 | 294.2 | 291 | 41.9 | 0
1:00 | -11.6 | 21 | 0 | 0 | 284.2 | 294.1 | 290.9 | 40.9 | 0
2:00 | -7.3 | 34.3 | 0 | 0 | 283.9 | 294.1 | 290.7 | 37.6 | 0
3:00 | -1.4 | 46.7 | 0 | 0 | 283.6 | 294.1 | 290.6 | 36.6 | 0
4:00 | 5.8 | 58.4 | 47 | 27.4 | 283.7 | 294.2 | 291.6 | 38 | 0
5:00 | 14 | 69.7 | 54.6 | 52.4 | 284.2 | 294.3 | 292.1 | 37.9 | 0
6:00 | 22.8 | 80.8 | 26.7 | 76.8 | 284.6 | 294.4 | 292.1 | 38.9 | 0
7:00 | 31.9 | 92.5 | 0 | 90.6 | 285.2 | 294.4 | 292.3 | 37.6 | 0
8:00 | 40.9 | 105.5 | 0 | 104.6 | 286.2 | 296.3 | 293.9 | 0.2 | 0
9:00 | 49.2 | 121 | 0 | 130.5 | 287.2 | 296.1 | 294.6 | 0.3 | 0
10:00 | 56.1 | 140.8 | 0 | 140.9 | 288.1 | 296.2 | 295.1 | 0.1 | 0
11:00 | 60.2 | 166 | 0 | 149.1 | 289.1 | 296.5 | 295.8 | 0.3 | 0
noon | 60.2 | -166 | 0 | 150.4 | 290 | 297.1 | 296.2 | 0.1 | 0
13:00 | 56.1 | -140.8 | 0 | 149.6 | 290.6 | 297.2 | 296.5 | 0 | 0
14:00 | 49.2 | -121 | 0 | 133.5 | 291 | 297 | 296.6 | 0.1 | 0
15:00 | 40.9 | -105.5 | 0 | 111.8 | 291.1 | 297.4 | 296.2 | 0 | 0
16:00 | 31.9 | -92.5 | 0 | 113.1 | 290.9 | 297.1 | 295.8 | 0 | 0
17:00 | 22.8 | -80.8 | 25.1 | 93.4 | 290.2 | 296.7 | 295.6 | 0.2 | 0
18:00 | 14 | -69.7 | 50.8 | 67.2 | 289.3 | 296.3 | 295.4 | 0.2 | 0
19:00 | 5.8 | -58.4 | 47.8 | 41 | 288.3 | 296.3 | 294.6 | 0.2 | 0
20:00 | -1.4 | -46.7 | 0 | 0 | 287.4 | 296.2 | 293.3 | 0.2 | 0
21:00 | -7.3 | -34.3 | 0 | 0 | 286.4 | 296.1 | 293.2 | 0.3 | 0
22:00 | -11.6 | -21 | 0 | 0 | 285.7 | 295.9 | 292.9 | 0.4 | 0
23:00 | -13.8 | -7 | 0 | 0 | 284.8 | 296.2 | 292.3 | 0.4 | 0
July
| solar | solar | direct | diffuse | outdoor | indoor | window | heating | blinds
| altitude | azimuth | radiation | radiation | temp. | temp. | temp. | load | closed
| (degrees) | (degrees) | (W-h/m2) | (W-h/m2) | (K) | (K) | (K) | (W-h/m2) | (% time)
midnight | -15.9 | 7.2 | 0 | 0 | 286.4 | 295.4 | 292.5 | 15.2 | 0
1:00 | -13.7 | 21.5 | 0 | 0 | 286.1 | 295 | 292.1 | 18.7 | 0
2:00 | -9.3 | 35.1 | 0 | 0 | 285.6 | 294.8 | 291.8 | 19 | 0
3:00 | -3.3 | 47.8 | 0 | 0 | 285.3 | 294.6 | 291.6 | 17.4 | 0
4:00 | 4 | 59.7 | 7.4 | 13.9 | 285.5 | 294.5 | 291.8 | 18 | 0
5:00 | 12.3 | 71 | 22.1 | 43.4 | 285.8 | 294.7 | 292.4 | 16.3 | 0
6:00 | 21.1 | 82.3 | 12.9 | 72.5 | 286.4 | 295.1 | 293 | 16.7 | 0
7:00 | 30.2 | 94.1 | 0 | 90.2 | 286.8 | 295.4 | 293.5 | 14.6 | 0
8:00 | 39.2 | 107.3 | 0 | 107.5 | 287.6 | 296.8 | 295 | 0 | 0
9:00 | 47.4 | 122.8 | 0 | 130 | 288.7 | 297.1 | 295.7 | 0 | 0
10:00 | 54.2 | 142.4 | 0 | 152.9 | 289.7 | 297.2 | 296.4 | 0 | 0
11:00 | 58.1 | 166.6 | 0 | 166.1 | 290.7 | 297.4 | 296.8 | 0 | 0
noon | 58.1 | -166.6 | 0 | 174.3 | 291.7 | 297.6 | 297.6 | 0 | 0
13:00 | 54.2 | -142.4 | 0 | 161.4 | 292.5 | 297.6 | 297.6 | 0 | 0
14:00 | 47.4 | -122.8 | 0 | 145.3 | 292.9 | 297.6 | 297.3 | 0 | 0
15:00 | 39.2 | -107.3 | 0 | 120.5 | 293 | 297.4 | 297.2 | 0 | 0
16:00 | 30.2 | -94.1 | 0 | 114.7 | 292.8 | 297.5 | 297 | 0 | 0
17:00 | 21.1 | -82.3 | 18.9 | 91.1 | 292.4 | 297.3 | 296.7 | 0 | 0
18:00 | 12.3 | -71 | 59.5 | 68.5 | 291.5 | 297.5 | 296.8 | 0 | 0
19:00 | 4 | -59.7 | 57.7 | 35.1 | 290.4 | 297.5 | 295.9 | 0 | 0
20:00 | -3.3 | -47.8 | 0 | 0 | 289.3 | 297.1 | 294.5 | 0 | 0
21:00 | -9.3 | -35.1 | 0 | 0 | 288.4 | 297.1 | 294.3 | 0 | 0
22:00 | -13.7 | -21.5 | 0 | 0 | 287.5 | 296.9 | 294 | 0.1 | 0
23:00 | -15.9 | -7.2 | 0 | 0 | 286.8 | 297.1 | 293.6 | 0 | 0
August
| solar | solar | direct | diffuse | outdoor | indoor | window | heating | blinds
| altitude | azimuth | radiation | radiation | temp. | temp. | temp. | load | closed
| (degrees) | (degrees) | (W-h/m2) | (W-h/m2) | (K) | (K) | (K) | (W-h/m2) | (% time)
midnight | -23.7 | 7.9 | 0 | 0 | 286.4 | 295 | 292.2 | 13.4 | 0
1:00 | -21.3 | 23.5 | 0 | 0 | 286 | 294.8 | 291.9 | 14.6 | 0
2:00 | -16.6 | 38.1 | 0 | 0 | 285.9 | 294.6 | 291.7 | 16.2 | 0
3:00 | -10.1 | 51.6 | 0 | 0 | 285.4 | 294.4 | 291.5 | 17.3 | 0
4:00 | -2.4 | 64.1 | 0 | 0 | 285.1 | 294.3 | 291.3 | 19.6 | 0
5:00 | 6 | 75.9 | 12.7 | 19 | 285.3 | 294.4 | 291.7 | 18.7 | 0
6:00 | 15.1 | 87.6 | 5.8 | 45.6 | 285.9 | 294.6 | 292.2 | 17.6 | 0
7:00 | 24.2 | 99.7 | 0 | 76 | 286.5 | 295 | 292.9 | 17.7 | 0
8:00 | 32.9 | 113.1 | 0 | 96.4 | 287.3 | 296.8 | 294.6 | 0 | 0
9:00 | 40.7 | 128.5 | 0 | 119 | 288.2 | 297 | 295.2 | 0 | 0
10:00 | 46.9 | 146.9 | 0 | 144.3 | 289.3 | 297 | 296 | 0 | 0
11:00 | 50.3 | 168.5 | 0 | 156.9 | 290.4 | 297 | 296.6 | 0 | 0
noon | 50.3 | -168.5 | 0 | 169.1 | 291.3 | 297.4 | 297 | 0 | 0
13:00 | 46.9 | -146.9 | 0 | 150.2 | 292 | 297.3 | 297.3 | 0 | 0
14:00 | 40.7 | -128.5 | 0 | 130.8 | 292.5 | 297.4 | 297.1 | 0 | 0
15:00 | 32.9 | -113.1 | 0 | 103.7 | 292.6 | 297.4 | 296.9 | 0 | 0
16:00 | 24.2 | -99.7 | 0 | 76.7 | 292.2 | 297.3 | 296.5 | 0 | 0
17:00 | 15.1 | -87.6 | 6.3 | 56.4 | 291.7 | 297.4 | 296 | 0 | 0
18:00 | 6 | -75.9 | 24.9 | 35.1 | 290.9 | 297.5 | 295.6 | 0 | 0
19:00 | -2.4 | -64.1 | 0 | 6 | 289.9 | 297.1 | 294.8 | 0 | 0
20:00 | -10.1 | -51.6 | 0 | 0 | 289 | 297.1 | 294.4 | 0 | 0
21:00 | -16.6 | -38.1 | 0 | 0 | 288.1 | 297 | 294.1 | 0 | 0
22:00 | -21.3 | -23.5 | 0 | 0 | 287.3 | 296.7 | 293.6 | 0 | 0
23:00 | -23.7 | -7.9 | 0 | 0 | 286.6 | 296.5 | 293.5 | 0.1 | 0
September
| solar | solar | direct | diffuse | outdoor | indoor | window | heating | blinds
| altitude | azimuth | radiation | radiation | temp. | temp. | temp. | load | closed
| (degrees) | (degrees) | (W-h/m2) | (W-h/m2) | (K) | (K) | (K) | (W-h/m2) | (% time)
midnight | -35.1 | 9.1 | 0 | 0 | 284.9 | 295.1 | 291.8 | 41.9 | 0
1:00 | -32.3 | 26.9 | 0 | 0 | 284.8 | 294.8 | 291.5 | 41.9 | 0
2:00 | -27.1 | 43.1 | 0 | 0 | 284.5 | 294.7 | 291.3 | 41.5 | 0
3:00 | -20 | 57.5 | 0 | 0 | 284.3 | 294.5 | 291.2 | 40.9 | 0
4:00 | -11.8 | 70.6 | 0 | 0 | 284.1 | 294.5 | 291.1 | 41.6 | 0
5:00 | -3 | 82.8 | 0 | 0.3 | 284 | 294.4 | 291 | 43.7 | 0
6:00 | 6 | 94.7 | 0 | 19.9 | 284.3 | 294.4 | 291.3 | 41.7 | 0
7:00 | 15 | 107 | 0 | 44.4 | 284.7 | 294.5 | 291.8 | 36.8 | 0
8:00 | 23.3 | 120.2 | 0 | 67.9 | 285.4 | 297 | 293.5 | 0.4 | 0
9:00 | 30.6 | 135 | 0 | 89.9 | 286.1 | 296.9 | 293.9 | 0.5 | 0
10:00 | 36 | 151.7 | 0 | 104.9 | 286.8 | 297 | 294.5 | 0.3 | 0
11:00 | 39 | 170.3 | 0 | 105.9 | 287.6 | 296.8 | 294.9 | 0.2 | 0
noon | 39 | -170.3 | 0 | 104.9 | 288.3 | 296.7 | 295.2 | 0 | 0
13:00 | 36 | -151.7 | 0 | 101.4 | 288.9 | 297 | 295.5 | 0.2 | 0
14:00 | 30.6 | -135 | 0 | 92.6 | 289.4 | 297.1 | 295.4 | 0.1 | 0
15:00 | 23.3 | -120.2 | 0 | 73.2 | 289.5 | 297 | 295.3 | 0.2 | 0
16:00 | 15 | -107 | 0 | 44.6 | 289.3 | 296.9 | 294.9 | 0 | 0
17:00 | 6 | -94.7 | 0 | 23.9 | 288.6 | 296.9 | 294.5 | 0.1 | 0
18:00 | -3 | -82.8 | 0 | 2.4 | 287.8 | 296.8 | 293.9 | 0.2 | 0
19:00 | -11.8 | -70.6 | 0 | 0 | 287.1 | 296.8 | 293.6 | 0.4 | 0
20:00 | -20 | -57.5 | 0 | 0 | 286.5 | 296.4 | 293.5 | 0.7 | 0
21:00 | -27.1 | -43.1 | 0 | 0 | 285.9 | 296.8 | 293 | 0.4 | 0
22:00 | -32.3 | -26.9 | 0 | 0 | 285.3 | 296.5 | 293.1 | 0.7 | 0
23:00 | -35.1 | -9.1 | 0 | 0 | 285 | 296.8 | 292.7 | 0.7 | 0
October
| solar | solar | direct | diffuse | outdoor | indoor | window | heating | blinds
| altitude | azimuth | radiation | radiation | temp. | temp. | temp. | load | closed
| (degrees) | (degrees) | (W-h/m2) | (W-h/m2) | (K) | (K) | (K) | (W-h/m2) | (% time)
midnight | -47 | 10.8 | 0 | 0 | 282.1 | 294.3 | 290.3 | 57.1 | 0
1:00 | -43.7 | 31.4 | 0 | 0 | 282.1 | 294.2 | 290.2 | 56.2 | 0
2:00 | -37.8 | 49.3 | 0 | 0 | 282 | 294.1 | 290.2 | 57.6 | 0
3:00 | -30.1 | 64.6 | 0 | 0 | 281.8 | 294.1 | 290.1 | 58.5 | 0
4:00 | -21.5 | 78 | 0 | 0 | 281.8 | 294.1 | 290.1 | 60 | 0
5:00 | -12.4 | 90.2 | 0 | 0 | 281.7 | 294.1 | 290 | 64.7 | 0
6:00 | -3.4 | 102 | 0 | 0.8 | 281.8 | 294.1 | 290.1 | 65.5 | 0
7:00 | 5.2 | 114 | 0 | 16.8 | 282.2 | 294.1 | 290.4 | 64.3 | 0
8:00 | 13 | 126.6 | 0 | 37.6 | 282.6 | 296.2 | 291.5 | 0.6 | 0
9:00 | 19.7 | 140.4 | 0 | 61.3 | 283.3 | 295.9 | 292.8 | 1.1 | 0
10:00 | 24.5 | 155.5 | 0 | 70.4 | 283.9 | 296.1 | 292.8 | 0.7 | 0
11:00 | 27.1 | 171.7 | 0 | 81.3 | 284.6 | 296.2 | 293.1 | 0.8 | 0
noon | 27.1 | -171.7 | 0 | 79 | 285.1 | 295.9 | 293.4 | 0.8 | 0
13:00 | 24.5 | -155.5 | 0 | 65.6 | 285.4 | 295.9 | 293.4 | 0.6 | 0
14:00 | 19.7 | -140.4 | 0 | 49.7 | 285.5 | 296.3 | 293 | 0.6 | 0
15:00 | 13 | -126.6 | 0 | 33.4 | 285.3 | 295.9 | 293.2 | 0.5 | 0
16:00 | 5.2 | -114 | 0 | 14.6 | 284.7 | 296 | 292.5 | 0.6 | 0
17:00 | -3.4 | -102 | 0 | 0.4 | 284.1 | 296.3 | 292.1 | 0.8 | 0
18:00 | -12.4 | -90.2 | 0 | 0 | 283.5 | 296 | 291.9 | 0.8 | 0
19:00 | -21.5 | -78 | 0 | 0 | 283.1 | 296.1 | 291.7 | 0.7 | 0
20:00 | -30.1 | -64.6 | 0 | 0 | 282.8 | 296.1 | 291.9 | 0.8 | 0
21:00 | -37.8 | -49.3 | 0 | 0 | 282.5 | 295.8 | 291.7 | 0.8 | 0
22:00 | -43.7 | -31.4 | 0 | 0 | 282.4 | 296.1 | 291.6 | 0.6 | 0
23:00 | -47 | -10.8 | 0 | 0 | 282.2 | 296.1 | 291.5 | 0.8 | 0
November
| solar | solar | direct | diffuse | outdoor | indoor | window | heating | blinds
| altitude | azimuth | radiation | radiation | temp. | temp. | temp. | load | closed
| (degrees) | (degrees) | (W-h/m2) | (W-h/m2) | (K) | (K) | (K) | (W-h/m2) | (% time)
midnight | -56.2 | 12.8 | 0 | 0 | 278.9 | 294.1 | 289.1 | 102.6 | 0
1:00 | -52.4 | 36.3 | 0 | 0 | 278.8 | 294.1 | 289.1 | 103.3 | 0
2:00 | -45.8 | 55.6 | 0 | 0 | 278.6 | 294.1 | 289.1 | 109.4 | 0
3:00 | -37.7 | 71.1 | 0 | 0 | 278.5 | 294.1 | 289 | 105.8 | 0
4:00 | -28.8 | 84.3 | 0 | 0 | 278.4 | 294.1 | 289 | 101.7 | 0
5:00 | -19.7 | 96.2 | 0 | 0 | 278.4 | 294.1 | 289 | 105.2 | 0
6:00 | -10.7 | 107.7 | 0 | 0 | 278.3 | 294.1 | 289 | 105.5 | 0
7:00 | -2.4 | 119.2 | 0 | 1 | 278.2 | 294.1 | 288.9 | 106.1 | 0
8:00 | 5 | 131.2 | 0 | 16 | 278.4 | 295.6 | 289.6 | 1.6 | 0
9:00 | 11.1 | 144.1 | 0 | 30.1 | 278.8 | 296.1 | 290.8 | 1.7 | 0
10:00 | 15.5 | 157.9 | 0 | 45.9 | 279.2 | 295.6 | 291.1 | 2.4 | 0
11:00 | 17.8 | 172.5 | 0 | 57.8 | 279.7 | 295.9 | 291.1 | 1.6 | 0
noon | 17.8 | -172.5 | 0 | 55.3 | 280.1 | 295.3 | 291.5 | 1.8 | 0
13:00 | 15.5 | -157.9 | 0 | 47.3 | 280.3 | 295.9 | 291.3 | 1.6 | 0
14:00 | 11.1 | -144.1 | 0 | 30.2 | 280.4 | 295.9 | 291.2 | 1.6 | 0
15:00 | 5 | -131.2 | 0 | 12.9 | 280.2 | 295.9 | 291 | 1.7 | 0
16:00 | -2.4 | -119.2 | 0 | 0 | 280 | 295.6 | 290.7 | 1.6 | 0
17:00 | -10.7 | -107.7 | 0 | 0 | 279.7 | 296.1 | 290.5 | 1.5 | 0
18:00 | -19.7 | -96.2 | 0 | 0 | 279.6 | 295.4 | 290.7 | 2.2 | 0
19:00 | -28.8 | -84.3 | 0 | 0 | 279.4 | 296 | 290.4 | 1.4 | 0
20:00 | -37.7 | -71.1 | 0 | 0 | 279.4 | 295.7 | 290.6 | 1.8 | 0
21:00 | -45.8 | -55.6 | 0 | 0 | 279.2 | 296.3 | 290.4 | 1.6 | 0
22:00 | -52.4 | -36.3 | 0 | 0 | 279 | 295.7 | 290.6 | 2.1 | 0
23:00 | -56.2 | -12.8 | 0 | 0 | 278.8 | 295.9 | 290.2 | 1.8 | 0
December
| solar | solar | direct | diffuse | outdoor | indoor | window | heating | blinds
| altitude | azimuth | radiation | radiation | temp. | temp. | temp. | load | closed
| (degrees) | (degrees) | (W-h/m2) | (W-h/m2) | (K) | (K) | (K) | (W-h/m2) | (% time)
midnight | -60.2 | 13.9 | 0 | 0 | 276.9 | 294.1 | 288.5 | 107.4 | 0
1:00 | -56.1 | 39.1 | 0 | 0 | 276.8 | 294.1 | 288.5 | 111.2 | 0
2:00 | -49.2 | 58.9 | 0 | 0 | 276.8 | 294.1 | 288.5 | 111.6 | 0
3:00 | -40.9 | 74.4 | 0 | 0 | 276.8 | 294.1 | 288.5 | 111.6 | 0
4:00 | -31.9 | 87.4 | 0 | 0 | 276.9 | 294.1 | 288.5 | 108.9 | 0
5:00 | -22.8 | 99.1 | 0 | 0 | 277 | 294.1 | 288.5 | 111.9 | 0
6:00 | -14 | 110.2 | 0 | 0 | 276.9 | 294.1 | 288.5 | 109.1 | 0
7:00 | -5.8 | 121.5 | 0 | 0 | 276.9 | 294.1 | 288.5 | 106.3 | 0
8:00 | 1.4 | 133.2 | 0 | 1.8 | 277.1 | 295.4 | 289.4 | 1.9 | 0
9:00 | 7.3 | 145.7 | 0 | 14.9 | 277.3 | 296.5 | 289.8 | 2 | 0
10:00 | 11.6 | 158.9 | 0 | 28.6 | 277.7 | 295.6 | 290.7 | 3.1 | 0
11:00 | 13.8 | 172.9 | 0 | 36.8 | 277.9 | 296.3 | 290.3 | 2.3 | 0
noon | 13.8 | -172.9 | 0 | 37.9 | 278.2 | 295.6 | 290.6 | 2.6 | 0
13:00 | 11.6 | -158.9 | 0 | 29 | 278.4 | 296 | 290.3 | 2.2 | 0
14:00 | 7.3 | -145.7 | 0 | 18.1 | 278.3 | 296 | 290.4 | 2.1 | 0
15:00 | 1.4 | -133.2 | 0 | 4.7 | 278.2 | 295.7 | 290.2 | 2 | 0
16:00 | -5.8 | -121.5 | 0 | 0 | 277.8 | 296 | 289.9 | 2.3 | 0
17:00 | -14 | -110.2 | 0 | 0 | 277.7 | 295.6 | 290.1 | 2.3 | 0
18:00 | -22.8 | -99.1 | 0 | 0 | 277.5 | 295.9 | 289.7 | 2.1 | 0
19:00 | -31.9 | -87.4 | 0 | 0 | 277.5 | 295.9 | 289.9 | 1.9 | 0
20:00 | -40.9 | -74.4 | 0 | 0 | 277.3 | 295.7 | 290.1 | 2.5 | 0
21:00 | -49.2 | -58.9 | 0 | 0 | 277.1 | 295.7 | 289.7 | 1.8 | 0
22:00 | -56.1 | -39.1 | 0 | 0 | 277.1 | 295.9 | 289.6 | 2 | 0
23:00 | -60.2 | -13.9 | 0 | 0 | 277 | 295.9 | 289.8 | 2.4 | 0

## Sheet23
Scenario Three (red)
Tue Dec 03 2019 23:09:58 GMT+0000 (Greenwich Mean Time)
Setup Information:
Building
Location | UK - London
Building length, side A | N/A
Building length, side B | N/A
Simulation Type
Simulation Type | one_sided
Window Description
Typology | dgu_nb
Glazing Type | clear
Window Area | 23%
Wall Description
Insulation R-Value | 99999999.9 m2-K/W
Occupancy
Type | Low-rise Residential
Occupancy Load | 0.000 people per m2
Lighting Requirements | 400 lux
Equipment Load | 0.00 W/m2
Room Ventilation
Air Change Rate per Occupant | 15.0 liters / sec per person
Total Air Change Rate | 0.0 roomfuls per hour
Lighting Control
Lighting Control | lights do not respond to daylight: all lights fully on while building is occupied
Representative Room
Orientation | north
Room Depth | 27 m
Room Width | 5 m
Room Height | 2.2 m
Thermal Mass
Thermal Mass | none
Overhang
Overhang Depth | 0 m
Roof
Roof Type | adiabatic roof
Simulation Results:
Primary Energy Use and CO2 Emissions
| heating | cooling | lighting | total | CO2
| energy | energy | energy | energy | emissions
| (kWh/m2) | (kWh/m2) | (kWh/m2) | (kWh/m2) | (kg/m2)
January | 33.9 | 0 | 7.3 | 41.2 | 8.2
February | 28.2 | 0 | 6.6 | 34.8 | 7
March | 32.1 | 0 | 7.3 | 39.4 | 7.9
April | 25.8 | 0 | 7.1 | 32.9 | 6.6
May | 18.7 | 0 | 7.3 | 26 | 5.2
June | 9.4 | 0 | 7.1 | 16.5 | 3.3
July | 4.2 | 0 | 7.3 | 11.5 | 2.3
August | 4.2 | 0 | 7.3 | 11.5 | 2.3
September | 10 | 0 | 7.1 | 17.1 | 3.4
October | 15.4 | 0 | 7.3 | 22.7 | 4.5
November | 26 | 0 | 7.1 | 33.1 | 6.6
December | 28.3 | 0 | 7.3 | 35.6 | 7.1
Total | 236.2 | 0 | 86.1 | 322.3 | 64.5 | yearly energy
January
| solar | solar | direct | diffuse | outdoor | indoor | window | heating | blinds
| altitude | azimuth | radiation | radiation | temp. | temp. | temp. | load | closed
| (degrees) | (degrees) | (W-h/m2) | (W-h/m2) | (K) | (K) | (K) | (W-h/m2) | (% time)
midnight | -58.1 | 13.3 | 0 | 0 | 275.9 | 294.1 | 288.2 | 134.4 | 0
1:00 | -54.2 | 37.6 | 0 | 0 | 275.8 | 294.1 | 288.2 | 134.1 | 0
2:00 | -47.5 | 57.1 | 0 | 0 | 275.8 | 294.1 | 288.2 | 132.6 | 0
3:00 | -39.2 | 72.7 | 0 | 0 | 275.7 | 294.1 | 288.1 | 128.4 | 0
4:00 | -30.2 | 85.8 | 0 | 0 | 275.6 | 294.1 | 288.1 | 131.1 | 0
5:00 | -21.1 | 97.6 | 0 | 0 | 275.6 | 294.1 | 288.1 | 131 | 0
6:00 | -12.3 | 108.9 | 0 | 0 | 275.5 | 294.1 | 288.1 | 128.6 | 0
7:00 | -4 | 120.3 | 0 | 0 | 275.5 | 294.1 | 288.1 | 127.5 | 0
8:00 | 3.3 | 132.2 | 0 | 5.1 | 275.7 | 295.2 | 289.5 | 2.3 | 0
9:00 | 9.3 | 144.9 | 0 | 20.2 | 276.1 | 296.4 | 289.3 | 2.2 | 0
10:00 | 13.6 | 158.4 | 0 | 34.6 | 276.5 | 295.8 | 290.2 | 2.9 | 0
11:00 | 15.9 | 172.7 | 0 | 40.5 | 276.7 | 295.6 | 290 | 3.2 | 0
noon | 15.9 | -172.7 | 0 | 42.7 | 277.2 | 296.1 | 290.2 | 2.5 | 0
13:00 | 13.6 | -158.4 | 0 | 38.1 | 277.6 | 295.7 | 290.6 | 3 | 0
14:00 | 9.3 | -144.9 | 0 | 26.7 | 277.5 | 295.8 | 290.1 | 2.7 | 0
15:00 | 3.3 | -132.2 | 0 | 13.2 | 277.3 | 295.9 | 290 | 2.7 | 0
16:00 | -4 | -120.3 | 0 | 0.6 | 277 | 295.8 | 289.8 | 2.5 | 0
17:00 | -12.3 | -108.9 | 0 | 0 | 276.8 | 295.7 | 289.7 | 3.3 | 0
18:00 | -21.1 | -97.6 | 0 | 0 | 276.5 | 295.9 | 289.5 | 3.1 | 0
19:00 | -30.2 | -85.8 | 0 | 0 | 276.3 | 296.1 | 289.5 | 2.9 | 0
20:00 | -39.2 | -72.7 | 0 | 0 | 276.1 | 295.4 | 289.6 | 3.4 | 0
21:00 | -47.5 | -57.1 | 0 | 0 | 276.1 | 295.7 | 289.4 | 2.5 | 0
22:00 | -54.2 | -37.6 | 0 | 0 | 276 | 295.8 | 289.2 | 2.9 | 0
23:00 | -58.1 | -13.3 | 0 | 0 | 275.9 | 296.3 | 289.4 | 2.8 | 0
February
| solar | solar | direct | diffuse | outdoor | indoor | window | heating | blinds
| altitude | azimuth | radiation | radiation | temp. | temp. | temp. | load | closed
| (degrees) | (degrees) | (W-h/m2) | (W-h/m2) | (K) | (K) | (K) | (W-h/m2) | (% time)
midnight | -50.4 | 11.4 | 0 | 0 | 275.4 | 294.1 | 288 | 115.1 | 0
1:00 | -46.9 | 33 | 0 | 0 | 275.3 | 294.1 | 288 | 109.6 | 0
2:00 | -40.8 | 51.4 | 0 | 0 | 275.2 | 294.1 | 288 | 113.7 | 0
3:00 | -32.9 | 66.9 | 0 | 0 | 275.2 | 294.1 | 288 | 120.3 | 0
4:00 | -24.2 | 80.2 | 0 | 0 | 275.2 | 294.1 | 288 | 122.3 | 0
5:00 | -15.1 | 92.3 | 0 | 0 | 275.1 | 294.1 | 287.9 | 126.9 | 0
6:00 | -6.1 | 104 | 0 | 0 | 275.1 | 294.1 | 287.9 | 126.7 | 0
7:00 | 2.4 | 115.9 | 0 | 2.3 | 275.1 | 294.1 | 288 | 130.4 | 0
8:00 | 10.1 | 128.3 | 0 | 20.6 | 275.5 | 295.5 | 288.8 | 2.4 | 0
9:00 | 16.5 | 141.8 | 0 | 40.4 | 276.1 | 296.7 | 289.9 | 2.3 | 0
10:00 | 21.2 | 156.4 | 0 | 55.1 | 276.7 | 295.5 | 290.3 | 3.6 | 0
11:00 | 23.7 | 172 | 0 | 60.6 | 277.3 | 295.9 | 290.5 | 2.8 | 0
noon | 23.7 | -172 | 0 | 65.1 | 277.9 | 296 | 290.7 | 2.6 | 0
13:00 | 21.2 | -156.4 | 0 | 57 | 278.4 | 295.9 | 290.9 | 2.5 | 0
14:00 | 16.5 | -141.8 | 0 | 53.5 | 278.5 | 295.8 | 290.7 | 2.5 | 0
15:00 | 10.1 | -128.3 | 0 | 36 | 278.3 | 295.9 | 290.6 | 2.6 | 0
16:00 | 2.4 | -115.9 | 0 | 14.5 | 277.7 | 295.9 | 290.2 | 2.5 | 0
17:00 | -6.1 | -104 | 0 | 0.3 | 277.1 | 295.7 | 289.7 | 2.6 | 0
18:00 | -15.1 | -92.3 | 0 | 0 | 276.7 | 295.8 | 289.4 | 2.8 | 0
19:00 | -24.2 | -80.2 | 0 | 0 | 276.3 | 295.8 | 289.4 | 2.6 | 0
20:00 | -32.9 | -66.9 | 0 | 0 | 276 | 296.2 | 289.3 | 2.7 | 0
21:00 | -40.8 | -51.4 | 0 | 0 | 275.7 | 295.5 | 289.5 | 3.2 | 0
22:00 | -46.9 | -33 | 0 | 0 | 275.5 | 295.5 | 289.2 | 2.6 | 0
23:00 | -50.4 | -11.4 | 0 | 0 | 275.4 | 295.9 | 289.2 | 2.1 | 0
March
| solar | solar | direct | diffuse | outdoor | indoor | window | heating | blinds
| altitude | azimuth | radiation | radiation | temp. | temp. | temp. | load | closed
| (degrees) | (degrees) | (W-h/m2) | (W-h/m2) | (K) | (K) | (K) | (W-h/m2) | (% time)
midnight | -39 | 9.6 | 0 | 0 | 276.9 | 294.1 | 288.5 | 127 | 0
1:00 | -36 | 28.2 | 0 | 0 | 276.8 | 294.1 | 288.5 | 130.9 | 0
2:00 | -30.6 | 45 | 0 | 0 | 276.7 | 294.1 | 288.4 | 135.1 | 0
3:00 | -23.4 | 59.7 | 0 | 0 | 276.5 | 294.1 | 288.4 | 127.6 | 0
4:00 | -15 | 72.9 | 0 | 0 | 276.3 | 294.1 | 288.3 | 128.9 | 0
5:00 | -6.1 | 85.2 | 0 | 0 | 276.4 | 294.1 | 288.3 | 123.6 | 0
6:00 | 2.9 | 97.1 | 0 | 4.1 | 276.6 | 294.1 | 288.4 | 116.1 | 0
7:00 | 11.8 | 109.3 | 0 | 24.9 | 276.9 | 294.1 | 288.8 | 112.8 | 0
8:00 | 20 | 122.4 | 0 | 48.1 | 277.4 | 296 | 289.6 | 1.8 | 0
9:00 | 27 | 136.9 | 0 | 66.7 | 278 | 295.7 | 291 | 2.2 | 0
10:00 | 32.2 | 153.1 | 0 | 85.8 | 278.8 | 295.9 | 291.1 | 1.9 | 0
11:00 | 35.1 | 170.8 | 0 | 100 | 279.8 | 295.8 | 291.6 | 1.9 | 0
noon | 35.1 | -170.8 | 0 | 101.7 | 280.5 | 295.9 | 292.1 | 1.8 | 0
13:00 | 32.2 | -153.1 | 0 | 93 | 281.2 | 295.8 | 292 | 1.5 | 0
14:00 | 27 | -136.9 | 0 | 79.8 | 281.5 | 296 | 292 | 1.7 | 0
15:00 | 20 | -122.4 | 0 | 58.9 | 281.4 | 295.7 | 292 | 1.7 | 0
16:00 | 11.8 | -109.3 | 0 | 34.5 | 280.9 | 296.1 | 291.4 | 2 | 0
17:00 | 2.9 | -97.1 | 0 | 15.4 | 280.1 | 295.8 | 290.9 | 2.2 | 0
18:00 | -6.1 | -85.2 | 0 | 0 | 279.4 | 295.8 | 290.6 | 2.1 | 0
19:00 | -15 | -72.9 | 0 | 0 | 278.7 | 295.6 | 290.3 | 2.3 | 0
20:00 | -23.4 | -59.7 | 0 | 0 | 278.2 | 295.9 | 290 | 2.7 | 0
21:00 | -30.6 | -45 | 0 | 0 | 277.8 | 295.8 | 290.1 | 2.9 | 0
22:00 | -36 | -28.2 | 0 | 0 | 277.3 | 295.9 | 289.7 | 3.2 | 0
23:00 | -39 | -9.6 | 0 | 0 | 277.1 | 296 | 289.7 | 3.3 | 0
April
| solar | solar | direct | diffuse | outdoor | indoor | window | heating | blinds
| altitude | azimuth | radiation | radiation | temp. | temp. | temp. | load | closed
| (degrees) | (degrees) | (W-h/m2) | (W-h/m2) | (K) | (K) | (K) | (W-h/m2) | (% time)
midnight | -27.1 | 8.3 | 0 | 0 | 278.5 | 294.1 | 289 | 104.2 | 0
1:00 | -24.5 | 24.4 | 0 | 0 | 278.2 | 294.1 | 288.9 | 102.4 | 0
2:00 | -19.7 | 39.5 | 0 | 0 | 278 | 294.1 | 288.9 | 104 | 0
3:00 | -13.1 | 53.3 | 0 | 0 | 277.7 | 294.1 | 288.8 | 106.1 | 0
4:00 | -5.2 | 66 | 0 | 0 | 277.4 | 294.1 | 288.7 | 105 | 0
5:00 | 3.4 | 78 | 3 | 8 | 277.6 | 294.1 | 288.8 | 103.9 | 0
6:00 | 12.4 | 89.8 | 0.4 | 33.9 | 278.1 | 294.1 | 289.2 | 107.1 | 0
7:00 | 21.5 | 102 | 0 | 60.7 | 278.8 | 294.1 | 289.8 | 103.7 | 0
8:00 | 30.1 | 115.3 | 0 | 79.7 | 279.5 | 296.7 | 290.9 | 1.4 | 0
9:00 | 37.7 | 130.6 | 0 | 102.3 | 280.6 | 296.3 | 291.6 | 2.4 | 0
10:00 | 43.7 | 148.5 | 0 | 121.4 | 281.5 | 296.3 | 292.3 | 1.9 | 0
11:00 | 47 | 169.1 | 0 | 133.9 | 282.5 | 295.7 | 293 | 1.7 | 0
noon | 47 | -169.1 | 0 | 135.6 | 283.5 | 295.8 | 293.4 | 1.2 | 0
13:00 | 43.7 | -148.5 | 0 | 127.4 | 284.2 | 295.9 | 293.7 | 1 | 0
14:00 | 37.7 | -130.6 | 0 | 116.3 | 284.7 | 296.1 | 293.6 | 0.9 | 0
15:00 | 30.1 | -115.3 | 0 | 86.8 | 285 | 296 | 293.4 | 0.8 | 0
16:00 | 21.5 | -102 | 0 | 66.8 | 284.7 | 295.7 | 293.1 | 0.8 | 0
17:00 | 12.4 | -89.8 | 0.5 | 41.3 | 283.9 | 295.9 | 292.5 | 1 | 0
18:00 | 3.4 | -78 | 12.3 | 16.4 | 283 | 296 | 291.8 | 1.4 | 0
19:00 | -5.2 | -66 | 0 | 0 | 282 | 295.8 | 291.5 | 1.2 | 0
20:00 | -13.1 | -53.3 | 0 | 0 | 281 | 295.7 | 291.1 | 1.5 | 0
21:00 | -19.7 | -39.5 | 0 | 0 | 280 | 296.2 | 290.6 | 1.7 | 0
22:00 | -24.5 | -24.4 | 0 | 0 | 279.3 | 295.9 | 290.7 | 2 | 0
23:00 | -27.1 | -8.3 | 0 | 0 | 278.6 | 296 | 290.2 | 2.4 | 0
May
| solar | solar | direct | diffuse | outdoor | indoor | window | heating | blinds
| altitude | azimuth | radiation | radiation | temp. | temp. | temp. | load | closed
| (degrees) | (degrees) | (W-h/m2) | (W-h/m2) | (K) | (K) | (K) | (W-h/m2) | (% time)
midnight | -17.9 | 7.4 | 0 | 0 | 281 | 294.1 | 289.8 | 74.7 | 0
1:00 | -15.5 | 22 | 0 | 0 | 280.8 | 294.1 | 289.7 | 75.3 | 0
2:00 | -11.1 | 35.8 | 0 | 0 | 280.5 | 294.1 | 289.7 | 75.7 | 0
3:00 | -5 | 48.7 | 0 | 0 | 280.2 | 294.1 | 289.5 | 74.4 | 0
4:00 | 2.4 | 60.8 | 12.8 | 10.9 | 280.2 | 294.1 | 289.8 | 76.5 | 0
5:00 | 10.7 | 72.3 | 41.5 | 40.6 | 280.5 | 294.1 | 290.5 | 75.8 | 0
6:00 | 19.6 | 83.7 | 18 | 62.9 | 280.9 | 294.1 | 290.6 | 75.9 | 0
7:00 | 28.7 | 95.6 | 0 | 84.8 | 281.8 | 294.1 | 291 | 67.4 | 0
8:00 | 37.6 | 108.8 | 0 | 101.3 | 282.7 | 296 | 292.5 | 0.8 | 0
9:00 | 45.8 | 124.4 | 0 | 131.7 | 283.7 | 295.8 | 293.5 | 0.9 | 0
10:00 | 52.4 | 143.6 | 0 | 145.9 | 284.8 | 295.9 | 294.1 | 0.7 | 0
11:00 | 56.2 | 167.2 | 0 | 152.2 | 285.8 | 296.2 | 294.4 | 0.4 | 0
noon | 56.2 | -167.2 | 0 | 145.7 | 286.8 | 296.3 | 294.4 | 0.3 | 0
13:00 | 52.4 | -143.6 | 0 | 137.1 | 287.6 | 296.4 | 294.6 | 0.3 | 0
14:00 | 45.8 | -124.4 | 0 | 134.2 | 288 | 296.1 | 294.9 | 0.4 | 0
15:00 | 37.6 | -108.8 | 0 | 116.3 | 288 | 296.2 | 294.9 | 0.3 | 0
16:00 | 28.7 | -95.6 | 0 | 97.6 | 287.9 | 296.2 | 294.3 | 0.3 | 0
17:00 | 19.6 | -83.7 | 19 | 74.3 | 287.3 | 296.1 | 294.2 | 0.3 | 0
18:00 | 10.7 | -72.3 | 47.9 | 48.7 | 286.3 | 296.3 | 293.8 | 0.3 | 0
19:00 | 2.4 | -60.8 | 25.2 | 18.1 | 285.1 | 295.9 | 292.9 | 0.4 | 0
20:00 | -5 | -48.7 | 0 | 0 | 284 | 295.8 | 292 | 0.4 | 0
21:00 | -11.1 | -35.8 | 0 | 0 | 283.1 | 296 | 291.6 | 0.5 | 0
22:00 | -15.5 | -22 | 0 | 0 | 282.3 | 296 | 291.6 | 0.9 | 0
23:00 | -17.9 | -7.4 | 0 | 0 | 281.5 | 295.7 | 291.2 | 1 | 0
June
| solar | solar | direct | diffuse | outdoor | indoor | window | heating | blinds
| altitude | azimuth | radiation | radiation | temp. | temp. | temp. | load | closed
| (degrees) | (degrees) | (W-h/m2) | (W-h/m2) | (K) | (K) | (K) | (W-h/m2) | (% time)
midnight | -13.8 | 7 | 0 | 0 | 284.5 | 294.1 | 291 | 41.8 | 0
1:00 | -11.6 | 21 | 0 | 0 | 284.2 | 294.1 | 290.9 | 41 | 0
2:00 | -7.3 | 34.3 | 0 | 0 | 283.9 | 294.1 | 290.7 | 37.7 | 0
3:00 | -1.4 | 46.7 | 0 | 0 | 283.6 | 294.1 | 290.6 | 36.6 | 0
4:00 | 5.8 | 58.4 | 47 | 27.4 | 283.7 | 294.2 | 291.6 | 38 | 0
5:00 | 14 | 69.7 | 54.6 | 52.4 | 284.2 | 294.3 | 292.1 | 37.9 | 0
6:00 | 22.8 | 80.8 | 26.7 | 76.8 | 284.6 | 294.4 | 292.1 | 38.9 | 0
7:00 | 31.9 | 92.5 | 0 | 90.6 | 285.2 | 294.3 | 292.3 | 37.6 | 0
8:00 | 40.9 | 105.5 | 0 | 104.6 | 286.2 | 296.3 | 293.9 | 0.2 | 0
9:00 | 49.2 | 121 | 0 | 130.5 | 287.2 | 296.3 | 294.6 | 0.3 | 0
10:00 | 56.1 | 140.8 | 0 | 140.9 | 288.1 | 296.4 | 295.1 | 0.1 | 0
11:00 | 60.2 | 166 | 0 | 149.1 | 289.1 | 296.7 | 295.7 | 0.2 | 0
noon | 60.2 | -166 | 0 | 150.4 | 290 | 297.2 | 296.1 | 0.1 | 0
13:00 | 56.1 | -140.8 | 0 | 149.6 | 290.6 | 297.2 | 296.5 | 0 | 0
14:00 | 49.2 | -121 | 0 | 133.5 | 291 | 297.1 | 296.6 | 0.1 | 0
15:00 | 40.9 | -105.5 | 0 | 111.8 | 291.1 | 297.1 | 296.3 | 0 | 0
16:00 | 31.9 | -92.5 | 0 | 113.1 | 290.9 | 296.9 | 296 | 0 | 0
17:00 | 22.8 | -80.8 | 25.1 | 93.4 | 290.2 | 296.6 | 295.7 | 0.2 | 0
18:00 | 14 | -69.7 | 50.8 | 67.2 | 289.3 | 296.5 | 295.4 | 0.1 | 0
19:00 | 5.8 | -58.4 | 47.8 | 41 | 288.3 | 296.2 | 294.7 | 0.2 | 0
20:00 | -1.4 | -46.7 | 0 | 0 | 287.4 | 296.5 | 293.2 | 0.2 | 0
21:00 | -7.3 | -34.3 | 0 | 0 | 286.4 | 295.9 | 293.4 | 0.3 | 0
22:00 | -11.6 | -21 | 0 | 0 | 285.7 | 295.9 | 292.7 | 0.3 | 0
23:00 | -13.8 | -7 | 0 | 0 | 284.8 | 296.1 | 292.4 | 0.4 | 0
July
| solar | solar | direct | diffuse | outdoor | indoor | window | heating | blinds
| altitude | azimuth | radiation | radiation | temp. | temp. | temp. | load | closed
| (degrees) | (degrees) | (W-h/m2) | (W-h/m2) | (K) | (K) | (K) | (W-h/m2) | (% time)
midnight | -15.9 | 7.2 | 0 | 0 | 286.4 | 295.3 | 292.4 | 15.4 | 0
1:00 | -13.7 | 21.5 | 0 | 0 | 286.1 | 295 | 292.1 | 18.8 | 0
2:00 | -9.3 | 35.1 | 0 | 0 | 285.6 | 294.8 | 291.8 | 19 | 0
3:00 | -3.3 | 47.8 | 0 | 0 | 285.3 | 294.6 | 291.6 | 17.4 | 0
4:00 | 4 | 59.7 | 7.4 | 13.9 | 285.5 | 294.5 | 291.8 | 18 | 0
5:00 | 12.3 | 71 | 22.1 | 43.4 | 285.8 | 294.7 | 292.4 | 16.3 | 0
6:00 | 21.1 | 82.3 | 12.9 | 72.5 | 286.4 | 295.1 | 293 | 16.7 | 0
7:00 | 30.2 | 94.1 | 0 | 90.2 | 286.8 | 295.4 | 293.5 | 14.6 | 0
8:00 | 39.2 | 107.3 | 0 | 107.5 | 287.6 | 296.9 | 295 | 0 | 0
9:00 | 47.4 | 122.8 | 0 | 130 | 288.7 | 297.3 | 295.6 | 0 | 0
10:00 | 54.2 | 142.4 | 0 | 152.9 | 289.7 | 297.4 | 296.4 | 0 | 0
11:00 | 58.1 | 166.6 | 0 | 166.1 | 290.7 | 297.3 | 296.9 | 0 | 0
noon | 58.1 | -166.6 | 0 | 174.3 | 291.7 | 297.6 | 297.6 | 0 | 0
13:00 | 54.2 | -142.4 | 0 | 161.4 | 292.5 | 297.7 | 297.6 | 0 | 0
14:00 | 47.4 | -122.8 | 0 | 145.3 | 292.9 | 297.5 | 297.4 | 0 | 0
15:00 | 39.2 | -107.3 | 0 | 120.5 | 293 | 297.2 | 297.2 | 0 | 0
16:00 | 30.2 | -94.1 | 0 | 114.7 | 292.8 | 297.5 | 297 | 0 | 0
17:00 | 21.1 | -82.3 | 18.9 | 91.1 | 292.4 | 297.5 | 296.7 | 0 | 0
18:00 | 12.3 | -71 | 59.5 | 68.5 | 291.5 | 297.5 | 296.7 | 0 | 0
19:00 | 4 | -59.7 | 57.7 | 35.1 | 290.4 | 297.2 | 296.1 | 0 | 0
20:00 | -3.3 | -47.8 | 0 | 0 | 289.3 | 297 | 294.6 | 0 | 0
21:00 | -9.3 | -35.1 | 0 | 0 | 288.4 | 296.8 | 294.3 | 0 | 0
22:00 | -13.7 | -21.5 | 0 | 0 | 287.5 | 297.1 | 293.9 | 0.1 | 0
23:00 | -15.9 | -7.2 | 0 | 0 | 286.8 | 297.1 | 293.6 | 0 | 0
August
| solar | solar | direct | diffuse | outdoor | indoor | window | heating | blinds
| altitude | azimuth | radiation | radiation | temp. | temp. | temp. | load | closed
| (degrees) | (degrees) | (W-h/m2) | (W-h/m2) | (K) | (K) | (K) | (W-h/m2) | (% time)
midnight | -23.7 | 7.9 | 0 | 0 | 286.4 | 295.1 | 292.2 | 13.4 | 0
1:00 | -21.3 | 23.5 | 0 | 0 | 286 | 294.8 | 291.9 | 14.6 | 0
2:00 | -16.6 | 38.1 | 0 | 0 | 285.9 | 294.6 | 291.8 | 16.2 | 0
3:00 | -10.1 | 51.6 | 0 | 0 | 285.4 | 294.5 | 291.5 | 17.3 | 0
4:00 | -2.4 | 64.1 | 0 | 0 | 285.1 | 294.4 | 291.3 | 19.6 | 0
5:00 | 6 | 75.9 | 12.7 | 19 | 285.3 | 294.4 | 291.7 | 18.7 | 0
6:00 | 15.1 | 87.6 | 5.8 | 45.6 | 285.9 | 294.6 | 292.2 | 17.7 | 0
7:00 | 24.2 | 99.7 | 0 | 76 | 286.5 | 295 | 293 | 17.7 | 0
8:00 | 32.9 | 113.1 | 0 | 96.4 | 287.3 | 296.8 | 294.6 | 0 | 0
9:00 | 40.7 | 128.5 | 0 | 119 | 288.2 | 297.1 | 295.1 | 0 | 0
10:00 | 46.9 | 146.9 | 0 | 144.3 | 289.3 | 297 | 296 | 0 | 0
11:00 | 50.3 | 168.5 | 0 | 156.9 | 290.4 | 297 | 296.6 | 0 | 0
noon | 50.3 | -168.5 | 0 | 169.1 | 291.3 | 297.4 | 297 | 0 | 0
13:00 | 46.9 | -146.9 | 0 | 150.2 | 292 | 297.2 | 297.3 | 0 | 0
14:00 | 40.7 | -128.5 | 0 | 130.8 | 292.5 | 297.4 | 297 | 0 | 0
15:00 | 32.9 | -113.1 | 0 | 103.7 | 292.6 | 297.5 | 296.9 | 0 | 0
16:00 | 24.2 | -99.7 | 0 | 76.7 | 292.2 | 297.5 | 296.5 | 0 | 0
17:00 | 15.1 | -87.6 | 6.3 | 56.4 | 291.7 | 297.4 | 296.1 | 0 | 0
18:00 | 6 | -75.9 | 24.9 | 35.1 | 290.9 | 297.1 | 295.7 | 0 | 0
19:00 | -2.4 | -64.1 | 0 | 6 | 289.9 | 297.2 | 294.9 | 0 | 0
20:00 | -10.1 | -51.6 | 0 | 0 | 289 | 297.1 | 294.5 | 0 | 0
21:00 | -16.6 | -38.1 | 0 | 0 | 288.1 | 297.1 | 294.2 | 0.1 | 0
22:00 | -21.3 | -23.5 | 0 | 0 | 287.3 | 296.8 | 293.6 | 0 | 0
23:00 | -23.7 | -7.9 | 0 | 0 | 286.6 | 296.5 | 293.4 | 0.1 | 0
September
| solar | solar | direct | diffuse | outdoor | indoor | window | heating | blinds
| altitude | azimuth | radiation | radiation | temp. | temp. | temp. | load | closed
| (degrees) | (degrees) | (W-h/m2) | (W-h/m2) | (K) | (K) | (K) | (W-h/m2) | (% time)
midnight | -35.1 | 9.1 | 0 | 0 | 284.9 | 295.2 | 291.8 | 42 | 0
1:00 | -32.3 | 26.9 | 0 | 0 | 284.8 | 294.9 | 291.6 | 41.9 | 0
2:00 | -27.1 | 43.1 | 0 | 0 | 284.5 | 294.7 | 291.3 | 41.5 | 0
3:00 | -20 | 57.5 | 0 | 0 | 284.3 | 294.5 | 291.2 | 40.9 | 0
4:00 | -11.8 | 70.6 | 0 | 0 | 284.1 | 294.4 | 291.1 | 41.6 | 0
5:00 | -3 | 82.8 | 0 | 0.3 | 284 | 294.4 | 291 | 43.8 | 0
6:00 | 6 | 94.7 | 0 | 19.9 | 284.3 | 294.4 | 291.3 | 41.7 | 0
7:00 | 15 | 107 | 0 | 44.4 | 284.7 | 294.5 | 291.8 | 36.8 | 0
8:00 | 23.3 | 120.2 | 0 | 67.9 | 285.4 | 297 | 293.5 | 0.4 | 0
9:00 | 30.6 | 135 | 0 | 89.9 | 286.1 | 296.9 | 293.9 | 0.5 | 0
10:00 | 36 | 151.7 | 0 | 104.9 | 286.8 | 296.9 | 294.5 | 0.3 | 0
11:00 | 39 | 170.3 | 0 | 105.9 | 287.6 | 296.7 | 294.8 | 0.2 | 0
noon | 39 | -170.3 | 0 | 104.9 | 288.3 | 296.9 | 295.2 | 0.1 | 0
13:00 | 36 | -151.7 | 0 | 101.4 | 288.9 | 296.9 | 295.4 | 0.1 | 0
14:00 | 30.6 | -135 | 0 | 92.6 | 289.4 | 296.9 | 295.5 | 0.1 | 0
15:00 | 23.3 | -120.2 | 0 | 73.2 | 289.5 | 297 | 295.4 | 0.2 | 0
16:00 | 15 | -107 | 0 | 44.6 | 289.3 | 297 | 294.9 | 0.1 | 0
17:00 | 6 | -94.7 | 0 | 23.9 | 288.6 | 297 | 294.4 | 0.1 | 0
18:00 | -3 | -82.8 | 0 | 2.4 | 287.8 | 296.6 | 294.1 | 0.2 | 0
19:00 | -11.8 | -70.6 | 0 | 0 | 287.1 | 297 | 293.7 | 0.3 | 0
20:00 | -20 | -57.5 | 0 | 0 | 286.5 | 296.5 | 293.5 | 0.6 | 0
21:00 | -27.1 | -43.1 | 0 | 0 | 285.9 | 296.9 | 293.2 | 0.5 | 0
22:00 | -32.3 | -26.9 | 0 | 0 | 285.3 | 296.4 | 293.1 | 0.7 | 0
23:00 | -35.1 | -9.1 | 0 | 0 | 285 | 296.6 | 292.7 | 0.7 | 0
October
| solar | solar | direct | diffuse | outdoor | indoor | window | heating | blinds
| altitude | azimuth | radiation | radiation | temp. | temp. | temp. | load | closed
| (degrees) | (degrees) | (W-h/m2) | (W-h/m2) | (K) | (K) | (K) | (W-h/m2) | (% time)
midnight | -47 | 10.8 | 0 | 0 | 282.1 | 294.3 | 290.3 | 57.3 | 0
1:00 | -43.7 | 31.4 | 0 | 0 | 282.1 | 294.2 | 290.2 | 56.2 | 0
2:00 | -37.8 | 49.3 | 0 | 0 | 282 | 294.1 | 290.2 | 57.6 | 0
3:00 | -30.1 | 64.6 | 0 | 0 | 281.8 | 294.1 | 290.1 | 58.5 | 0
4:00 | -21.5 | 78 | 0 | 0 | 281.8 | 294.1 | 290.1 | 60 | 0
5:00 | -12.4 | 90.2 | 0 | 0 | 281.7 | 294.1 | 290 | 64.8 | 0
6:00 | -3.4 | 102 | 0 | 0.8 | 281.8 | 294.1 | 290.1 | 65.5 | 0
7:00 | 5.2 | 114 | 0 | 16.8 | 282.2 | 294.1 | 290.4 | 64.3 | 0
8:00 | 13 | 126.6 | 0 | 37.6 | 282.6 | 296.2 | 291.5 | 0.6 | 0
9:00 | 19.7 | 140.4 | 0 | 61.3 | 283.3 | 296 | 292.8 | 1.1 | 0
10:00 | 24.5 | 155.5 | 0 | 70.4 | 283.9 | 296.1 | 292.9 | 0.8 | 0
11:00 | 27.1 | 171.7 | 0 | 81.3 | 284.6 | 296.3 | 293 | 0.8 | 0
noon | 27.1 | -171.7 | 0 | 79 | 285.1 | 295.9 | 293.4 | 0.8 | 0
13:00 | 24.5 | -155.5 | 0 | 65.6 | 285.4 | 295.7 | 293.3 | 0.6 | 0
14:00 | 19.7 | -140.4 | 0 | 49.7 | 285.5 | 296.3 | 292.9 | 0.6 | 0
15:00 | 13 | -126.6 | 0 | 33.4 | 285.3 | 296 | 293.1 | 0.5 | 0
16:00 | 5.2 | -114 | 0 | 14.6 | 284.7 | 295.9 | 292.6 | 0.6 | 0
17:00 | -3.4 | -102 | 0 | 0.4 | 284.1 | 296.4 | 292 | 0.6 | 0
18:00 | -12.4 | -90.2 | 0 | 0 | 283.5 | 296.1 | 292 | 0.8 | 0
19:00 | -21.5 | -78 | 0 | 0 | 283.1 | 295.9 | 291.8 | 0.8 | 0
20:00 | -30.1 | -64.6 | 0 | 0 | 282.8 | 296.2 | 291.8 | 0.7 | 0
21:00 | -37.8 | -49.3 | 0 | 0 | 282.5 | 296.2 | 291.7 | 0.8 | 0
22:00 | -43.7 | -31.4 | 0 | 0 | 282.4 | 295.9 | 291.7 | 0.8 | 0
23:00 | -47 | -10.8 | 0 | 0 | 282.2 | 296.1 | 291.6 | 0.8 | 0
November
| solar | solar | direct | diffuse | outdoor | indoor | window | heating | blinds
| altitude | azimuth | radiation | radiation | temp. | temp. | temp. | load | closed
| (degrees) | (degrees) | (W-h/m2) | (W-h/m2) | (K) | (K) | (K) | (W-h/m2) | (% time)
midnight | -56.2 | 12.8 | 0 | 0 | 278.9 | 294.1 | 289.1 | 102.6 | 0
1:00 | -52.4 | 36.3 | 0 | 0 | 278.8 | 294.1 | 289.1 | 103.3 | 0
2:00 | -45.8 | 55.6 | 0 | 0 | 278.6 | 294.1 | 289.1 | 109.4 | 0
3:00 | -37.7 | 71.1 | 0 | 0 | 278.5 | 294.1 | 289 | 105.8 | 0
4:00 | -28.8 | 84.3 | 0 | 0 | 278.4 | 294.1 | 289 | 101.7 | 0
5:00 | -19.7 | 96.2 | 0 | 0 | 278.4 | 294.1 | 289 | 105.2 | 0
6:00 | -10.7 | 107.7 | 0 | 0 | 278.3 | 294.1 | 289 | 105.5 | 0
7:00 | -2.4 | 119.2 | 0 | 1 | 278.2 | 294.1 | 288.9 | 106.2 | 0
8:00 | 5 | 131.2 | 0 | 16 | 278.4 | 295.6 | 289.7 | 1.5 | 0
9:00 | 11.1 | 144.1 | 0 | 30.1 | 278.8 | 296 | 290.7 | 1.7 | 0
10:00 | 15.5 | 157.9 | 0 | 45.9 | 279.2 | 295.7 | 291.1 | 2.4 | 0
11:00 | 17.8 | 172.5 | 0 | 57.8 | 279.7 | 295.9 | 290.9 | 1.7 | 0
noon | 17.8 | -172.5 | 0 | 55.3 | 280.1 | 295.3 | 291.6 | 1.8 | 0
13:00 | 15.5 | -157.9 | 0 | 47.3 | 280.3 | 296 | 291.3 | 1.6 | 0
14:00 | 11.1 | -144.1 | 0 | 30.2 | 280.4 | 295.9 | 291.3 | 1.7 | 0
15:00 | 5 | -131.2 | 0 | 12.9 | 280.2 | 295.7 | 291.2 | 1.7 | 0
16:00 | -2.4 | -119.2 | 0 | 0 | 280 | 296 | 290.6 | 1.5 | 0
17:00 | -10.7 | -107.7 | 0 | 0 | 279.7 | 296.1 | 290.6 | 1.6 | 0
18:00 | -19.7 | -96.2 | 0 | 0 | 279.6 | 295.4 | 290.9 | 1.7 | 0
19:00 | -28.8 | -84.3 | 0 | 0 | 279.4 | 295.8 | 290.3 | 1.6 | 0
20:00 | -37.7 | -71.1 | 0 | 0 | 279.4 | 296 | 290.6 | 1.6 | 0
21:00 | -45.8 | -55.6 | 0 | 0 | 279.2 | 296 | 290.4 | 1.8 | 0
22:00 | -52.4 | -36.3 | 0 | 0 | 279 | 296 | 290.5 | 1.7 | 0
23:00 | -56.2 | -12.8 | 0 | 0 | 278.8 | 296 | 290.4 | 1.9 | 0
December
| solar | solar | direct | diffuse | outdoor | indoor | window | heating | blinds
| altitude | azimuth | radiation | radiation | temp. | temp. | temp. | load | closed
| (degrees) | (degrees) | (W-h/m2) | (W-h/m2) | (K) | (K) | (K) | (W-h/m2) | (% time)
midnight | -60.2 | 13.9 | 0 | 0 | 276.9 | 294.1 | 288.5 | 107.4 | 0
1:00 | -56.1 | 39.1 | 0 | 0 | 276.8 | 294.1 | 288.5 | 111.2 | 0
2:00 | -49.2 | 58.9 | 0 | 0 | 276.8 | 294.1 | 288.5 | 111.6 | 0
3:00 | -40.9 | 74.4 | 0 | 0 | 276.8 | 294.1 | 288.5 | 111.6 | 0
4:00 | -31.9 | 87.4 | 0 | 0 | 276.9 | 294.1 | 288.5 | 108.9 | 0
5:00 | -22.8 | 99.1 | 0 | 0 | 277 | 294.1 | 288.5 | 112 | 0
6:00 | -14 | 110.2 | 0 | 0 | 276.9 | 294.1 | 288.5 | 109.1 | 0
7:00 | -5.8 | 121.5 | 0 | 0 | 276.9 | 294.1 | 288.5 | 106.3 | 0
8:00 | 1.4 | 133.2 | 0 | 1.8 | 277.1 | 295.3 | 289.9 | 1.9 | 0
9:00 | 7.3 | 145.7 | 0 | 14.9 | 277.3 | 296.5 | 289.7 | 2 | 0
10:00 | 11.6 | 158.9 | 0 | 28.6 | 277.7 | 295.9 | 290.7 | 2.7 | 0
11:00 | 13.8 | 172.9 | 0 | 36.8 | 277.9 | 296.4 | 290.3 | 2.7 | 0
noon | 13.8 | -172.9 | 0 | 37.9 | 278.2 | 295.6 | 290.7 | 2.5 | 0
13:00 | 11.6 | -158.9 | 0 | 29 | 278.4 | 296.1 | 290.5 | 2.2 | 0
14:00 | 7.3 | -145.7 | 0 | 18.1 | 278.3 | 295.8 | 290.4 | 2.2 | 0
15:00 | 1.4 | -133.2 | 0 | 4.7 | 278.2 | 296 | 290.1 | 1.8 | 0
16:00 | -5.8 | -121.5 | 0 | 0 | 277.8 | 296.1 | 290 | 2.2 | 0
17:00 | -14 | -110.2 | 0 | 0 | 277.7 | 295.3 | 290.2 | 2.5 | 0
18:00 | -22.8 | -99.1 | 0 | 0 | 277.5 | 296.1 | 289.6 | 1.9 | 0
19:00 | -31.9 | -87.4 | 0 | 0 | 277.5 | 296.2 | 290 | 2 | 0
20:00 | -40.9 | -74.4 | 0 | 0 | 277.3 | 295.7 | 290.1 | 2.5 | 0
21:00 | -49.2 | -58.9 | 0 | 0 | 277.1 | 295.9 | 289.8 | 2 | 0
22:00 | -56.1 | -39.1 | 0 | 0 | 277.1 | 295.8 | 289.9 | 1.8 | 0
23:00 | -60.2 | -13.9 | 0 | 0 | 277 | 295.9 | 289.8 | 2.4 | 0

## Sheet24
Scenario Four (green)
Tue Dec 03 2019 23:10:00 GMT+0000 (Greenwich Mean Time)
Setup Information:
Building
Location | UK - London
Building length, side A | N/A
Building length, side B | N/A
Simulation Type
Simulation Type | one_sided
Window Description
Typology | dgu_nb
Glazing Type | clear
Window Area | 24%
Wall Description
Insulation R-Value | 99999999.9 m2-K/W
Occupancy
Type | Low-rise Residential
Occupancy Load | 0.000 people per m2
Lighting Requirements | 400 lux
Equipment Load | 0.00 W/m2
Room Ventilation
Air Change Rate per Occupant | 15.0 liters / sec per person
Total Air Change Rate | 0.0 roomfuls per hour
Lighting Control
Lighting Control | lights do not respond to daylight: all lights fully on while building is occupied
Representative Room
Orientation | north
Room Depth | 27 m
Room Width | 5 m
Room Height | 2.2 m
Thermal Mass
Thermal Mass | none
Overhang
Overhang Depth | 0 m
Roof
Roof Type | adiabatic roof
Simulation Results:
Primary Energy Use and CO2 Emissions
| heating | cooling | lighting | total | CO2
| energy | energy | energy | energy | emissions
| (kWh/m2) | (kWh/m2) | (kWh/m2) | (kWh/m2) | (kg/m2)
January | 33.9 | 0 | 7.3 | 41.2 | 8.2
February | 28.2 | 0 | 6.6 | 34.8 | 7
March | 32.2 | 0 | 7.3 | 39.5 | 7.9
April | 25.8 | 0 | 7.1 | 32.9 | 6.6
May | 18.7 | 0 | 7.3 | 26 | 5.2
June | 9.4 | 0 | 7.1 | 16.5 | 3.3
July | 4.2 | 0 | 7.3 | 11.5 | 2.3
August | 4.2 | 0 | 7.3 | 11.5 | 2.3
September | 10.1 | 0 | 7.1 | 17.2 | 3.4
October | 15.4 | 0 | 7.3 | 22.7 | 4.5
November | 26 | 0 | 7.1 | 33.1 | 6.6
December | 28.3 | 0 | 7.3 | 35.6 | 7.1
Total | 236.4 | 0 | 86.1 | 322.5 | 64.5 | yearly energy
January
| solar | solar | direct | diffuse | outdoor | indoor | window | heating | blinds
| altitude | azimuth | radiation | radiation | temp. | temp. | temp. | load | closed
| (degrees) | (degrees) | (W-h/m2) | (W-h/m2) | (K) | (K) | (K) | (W-h/m2) | (% time)
midnight | -58.1 | 13.3 | 0 | 0 | 275.9 | 294.1 | 288.2 | 134.6 | 0
1:00 | -54.2 | 37.6 | 0 | 0 | 275.8 | 294.1 | 288.2 | 134.2 | 0
2:00 | -47.5 | 57.1 | 0 | 0 | 275.8 | 294.1 | 288.2 | 132.6 | 0
3:00 | -39.2 | 72.7 | 0 | 0 | 275.7 | 294.1 | 288.1 | 128.5 | 0
4:00 | -30.2 | 85.8 | 0 | 0 | 275.6 | 294.1 | 288.1 | 131.2 | 0
5:00 | -21.1 | 97.6 | 0 | 0 | 275.6 | 294.1 | 288.1 | 131 | 0
6:00 | -12.3 | 108.9 | 0 | 0 | 275.5 | 294.1 | 288.1 | 128.7 | 0
7:00 | -4 | 120.3 | 0 | 0 | 275.5 | 294.1 | 288.1 | 127.5 | 0
8:00 | 3.3 | 132.2 | 0 | 5.1 | 275.7 | 295.1 | 289.7 | 2.3 | 0
9:00 | 9.3 | 144.9 | 0 | 20.2 | 276.1 | 296.4 | 289.2 | 2.2 | 0
10:00 | 13.6 | 158.4 | 0 | 34.6 | 276.5 | 295.9 | 290.1 | 2.8 | 0
11:00 | 15.9 | 172.7 | 0 | 40.5 | 276.7 | 295.6 | 290.1 | 3.2 | 0
noon | 15.9 | -172.7 | 0 | 42.7 | 277.2 | 296 | 290.4 | 2.5 | 0
13:00 | 13.6 | -158.4 | 0 | 38.1 | 277.6 | 295.8 | 290.4 | 2.9 | 0
14:00 | 9.3 | -144.9 | 0 | 26.7 | 277.5 | 295.7 | 290.4 | 2.8 | 0
15:00 | 3.3 | -132.2 | 0 | 13.2 | 277.3 | 295.9 | 289.9 | 2.5 | 0
16:00 | -4 | -120.3 | 0 | 0.6 | 277 | 296 | 289.8 | 2.5 | 0
17:00 | -12.3 | -108.9 | 0 | 0 | 276.8 | 295.9 | 289.8 | 3.3 | 0
18:00 | -21.1 | -97.6 | 0 | 0 | 276.5 | 295.5 | 289.5 | 3.3 | 0
19:00 | -30.2 | -85.8 | 0 | 0 | 276.3 | 296.1 | 289.3 | 2.7 | 0
20:00 | -39.2 | -72.7 | 0 | 0 | 276.1 | 296.2 | 289.5 | 2.9 | 0
21:00 | -47.5 | -57.1 | 0 | 0 | 276.1 | 295.6 | 289.8 | 3.2 | 0
22:00 | -54.2 | -37.6 | 0 | 0 | 276 | 295.4 | 289.3 | 3.1 | 0
23:00 | -58.1 | -13.3 | 0 | 0 | 275.9 | 296.1 | 289 | 2.7 | 0
February
| solar | solar | direct | diffuse | outdoor | indoor | window | heating | blinds
| altitude | azimuth | radiation | radiation | temp. | temp. | temp. | load | closed
| (degrees) | (degrees) | (W-h/m2) | (W-h/m2) | (K) | (K) | (K) | (W-h/m2) | (% time)
midnight | -50.4 | 11.4 | 0 | 0 | 275.4 | 294.1 | 288 | 115.1 | 0
1:00 | -46.9 | 33 | 0 | 0 | 275.3 | 294.1 | 288 | 109.6 | 0
2:00 | -40.8 | 51.4 | 0 | 0 | 275.2 | 294.1 | 288 | 113.8 | 0
3:00 | -32.9 | 66.9 | 0 | 0 | 275.2 | 294.1 | 288 | 120.3 | 0
4:00 | -24.2 | 80.2 | 0 | 0 | 275.2 | 294.1 | 288 | 122.3 | 0
5:00 | -15.1 | 92.3 | 0 | 0 | 275.1 | 294.1 | 287.9 | 127 | 0
6:00 | -6.1 | 104 | 0 | 0 | 275.1 | 294.1 | 287.9 | 126.8 | 0
7:00 | 2.4 | 115.9 | 0 | 2.3 | 275.1 | 294.1 | 288 | 130.5 | 0
8:00 | 10.1 | 128.3 | 0 | 20.6 | 275.5 | 295.4 | 289.1 | 2.4 | 0
9:00 | 16.5 | 141.8 | 0 | 40.4 | 276.1 | 296.6 | 289.8 | 2.3 | 0
10:00 | 21.2 | 156.4 | 0 | 55.1 | 276.7 | 295.6 | 290.3 | 3.6 | 0
11:00 | 23.7 | 172 | 0 | 60.6 | 277.3 | 295.8 | 290.5 | 2.9 | 0
noon | 23.7 | -172 | 0 | 65.1 | 277.9 | 295.7 | 290.8 | 2.6 | 0
13:00 | 21.2 | -156.4 | 0 | 57 | 278.4 | 296 | 290.8 | 2.2 | 0
14:00 | 16.5 | -141.8 | 0 | 53.5 | 278.5 | 295.7 | 290.9 | 2.7 | 0
15:00 | 10.1 | -128.3 | 0 | 36 | 278.3 | 296 | 290.6 | 2.5 | 0
16:00 | 2.4 | -115.9 | 0 | 14.5 | 277.7 | 295.8 | 290.1 | 2.5 | 0
17:00 | -6.1 | -104 | 0 | 0.3 | 277.1 | 295.9 | 289.7 | 2.5 | 0
18:00 | -15.1 | -92.3 | 0 | 0 | 276.7 | 295.8 | 289.6 | 2.6 | 0
19:00 | -24.2 | -80.2 | 0 | 0 | 276.3 | 295.8 | 289.5 | 3 | 0
20:00 | -32.9 | -66.9 | 0 | 0 | 276 | 295.9 | 289.3 | 2.6 | 0
21:00 | -40.8 | -51.4 | 0 | 0 | 275.7 | 295.9 | 289.3 | 2.5 | 0
22:00 | -46.9 | -33 | 0 | 0 | 275.5 | 295.9 | 289.4 | 2.9 | 0
23:00 | -50.4 | -11.4 | 0 | 0 | 275.4 | 295.8 | 289.1 | 2.5 | 0
March
| solar | solar | direct | diffuse | outdoor | indoor | window | heating | blinds
| altitude | azimuth | radiation | radiation | temp. | temp. | temp. | load | closed
| (degrees) | (degrees) | (W-h/m2) | (W-h/m2) | (K) | (K) | (K) | (W-h/m2) | (% time)
midnight | -39 | 9.6 | 0 | 0 | 276.9 | 294.1 | 288.5 | 127.1 | 0
1:00 | -36 | 28.2 | 0 | 0 | 276.8 | 294.1 | 288.5 | 130.9 | 0
2:00 | -30.6 | 45 | 0 | 0 | 276.7 | 294.1 | 288.4 | 135.1 | 0
3:00 | -23.4 | 59.7 | 0 | 0 | 276.5 | 294.1 | 288.4 | 127.6 | 0
4:00 | -15 | 72.9 | 0 | 0 | 276.3 | 294.1 | 288.3 | 128.9 | 0
5:00 | -6.1 | 85.2 | 0 | 0 | 276.4 | 294.1 | 288.3 | 123.7 | 0
6:00 | 2.9 | 97.1 | 0 | 4.1 | 276.6 | 294.1 | 288.4 | 116.2 | 0
7:00 | 11.8 | 109.3 | 0 | 24.9 | 276.9 | 294.1 | 288.8 | 112.9 | 0
8:00 | 20 | 122.4 | 0 | 48.1 | 277.4 | 296 | 289.6 | 1.8 | 0
9:00 | 27 | 136.9 | 0 | 66.7 | 278 | 295.7 | 290.9 | 2.2 | 0
10:00 | 32.2 | 153.1 | 0 | 85.8 | 278.8 | 295.9 | 291.1 | 1.9 | 0
11:00 | 35.1 | 170.8 | 0 | 100 | 279.8 | 295.8 | 291.7 | 1.9 | 0
noon | 35.1 | -170.8 | 0 | 101.7 | 280.5 | 295.8 | 292.1 | 1.9 | 0
13:00 | 32.2 | -153.1 | 0 | 93 | 281.2 | 295.9 | 291.9 | 1.5 | 0
14:00 | 27 | -136.9 | 0 | 79.8 | 281.5 | 296 | 292 | 1.8 | 0
15:00 | 20 | -122.4 | 0 | 58.9 | 281.4 | 295.9 | 291.9 | 1.7 | 0
16:00 | 11.8 | -109.3 | 0 | 34.5 | 280.9 | 296 | 291.4 | 2 | 0
17:00 | 2.9 | -97.1 | 0 | 15.4 | 280.1 | 296.1 | 291 | 2.1 | 0
18:00 | -6.1 | -85.2 | 0 | 0 | 279.4 | 296 | 290.7 | 2.1 | 0
19:00 | -15 | -72.9 | 0 | 0 | 278.7 | 295.9 | 290.3 | 2.4 | 0
20:00 | -23.4 | -59.7 | 0 | 0 | 278.2 | 295.9 | 290.2 | 2.5 | 0
21:00 | -30.6 | -45 | 0 | 0 | 277.8 | 295.7 | 290 | 3.5 | 0
22:00 | -36 | -28.2 | 0 | 0 | 277.3 | 295.8 | 289.7 | 2.9 | 0
23:00 | -39 | -9.6 | 0 | 0 | 277.1 | 295.9 | 289.8 | 3.1 | 0
April
| solar | solar | direct | diffuse | outdoor | indoor | window | heating | blinds
| altitude | azimuth | radiation | radiation | temp. | temp. | temp. | load | closed
| (degrees) | (degrees) | (W-h/m2) | (W-h/m2) | (K) | (K) | (K) | (W-h/m2) | (% time)
midnight | -27.1 | 8.3 | 0 | 0 | 278.5 | 294.1 | 289 | 104.4 | 0
1:00 | -24.5 | 24.4 | 0 | 0 | 278.2 | 294.1 | 288.9 | 102.4 | 0
2:00 | -19.7 | 39.5 | 0 | 0 | 278 | 294.1 | 288.9 | 104.1 | 0
3:00 | -13.1 | 53.3 | 0 | 0 | 277.7 | 294.1 | 288.8 | 106.1 | 0
4:00 | -5.2 | 66 | 0 | 0 | 277.4 | 294.1 | 288.7 | 105.1 | 0
5:00 | 3.4 | 78 | 3 | 8 | 277.6 | 294.1 | 288.8 | 104 | 0
6:00 | 12.4 | 89.8 | 0.4 | 33.9 | 278.1 | 294.1 | 289.2 | 107.2 | 0
7:00 | 21.5 | 102 | 0 | 60.7 | 278.8 | 294.1 | 289.8 | 103.7 | 0
8:00 | 30.1 | 115.3 | 0 | 79.7 | 279.5 | 296.7 | 290.9 | 1.4 | 0
9:00 | 37.7 | 130.6 | 0 | 102.3 | 280.6 | 296.3 | 291.6 | 2.3 | 0
10:00 | 43.7 | 148.5 | 0 | 121.4 | 281.5 | 296.3 | 292.3 | 1.9 | 0
11:00 | 47 | 169.1 | 0 | 133.9 | 282.5 | 295.8 | 292.9 | 1.8 | 0
noon | 47 | -169.1 | 0 | 135.6 | 283.5 | 295.8 | 293.5 | 1.2 | 0
13:00 | 43.7 | -148.5 | 0 | 127.4 | 284.2 | 296 | 293.5 | 1 | 0
14:00 | 37.7 | -130.6 | 0 | 116.3 | 284.7 | 295.7 | 293.6 | 0.9 | 0
15:00 | 30.1 | -115.3 | 0 | 86.8 | 285 | 295.8 | 293.3 | 0.8 | 0
16:00 | 21.5 | -102 | 0 | 66.8 | 284.7 | 296 | 293 | 0.7 | 0
17:00 | 12.4 | -89.8 | 0.5 | 41.3 | 283.9 | 295.8 | 292.6 | 1.2 | 0
18:00 | 3.4 | -78 | 12.3 | 16.4 | 283 | 296 | 291.8 | 1.2 | 0
19:00 | -5.2 | -66 | 0 | 0 | 282 | 295.9 | 291.4 | 1.2 | 0
20:00 | -13.1 | -53.3 | 0 | 0 | 281 | 296 | 291 | 1.5 | 0
21:00 | -19.7 | -39.5 | 0 | 0 | 280 | 295.8 | 290.6 | 1.8 | 0
22:00 | -24.5 | -24.4 | 0 | 0 | 279.3 | 296 | 290.5 | 1.9 | 0
23:00 | -27.1 | -8.3 | 0 | 0 | 278.6 | 295.6 | 290.3 | 2.5 | 0
May
| solar | solar | direct | diffuse | outdoor | indoor | window | heating | blinds
| altitude | azimuth | radiation | radiation | temp. | temp. | temp. | load | closed
| (degrees) | (degrees) | (W-h/m2) | (W-h/m2) | (K) | (K) | (K) | (W-h/m2) | (% time)
midnight | -17.9 | 7.4 | 0 | 0 | 281 | 294.1 | 289.8 | 75 | 0
1:00 | -15.5 | 22 | 0 | 0 | 280.8 | 294.1 | 289.7 | 75.3 | 0
2:00 | -11.1 | 35.8 | 0 | 0 | 280.5 | 294.1 | 289.7 | 75.8 | 0
3:00 | -5 | 48.7 | 0 | 0 | 280.2 | 294.1 | 289.5 | 74.4 | 0
4:00 | 2.4 | 60.8 | 12.8 | 10.9 | 280.2 | 294.1 | 289.8 | 76.5 | 0
5:00 | 10.7 | 72.3 | 41.5 | 40.6 | 280.5 | 294.1 | 290.5 | 75.8 | 0
6:00 | 19.6 | 83.7 | 18 | 62.9 | 280.9 | 294.1 | 290.6 | 75.9 | 0
7:00 | 28.7 | 95.6 | 0 | 84.8 | 281.8 | 294.1 | 291 | 67.4 | 0
8:00 | 37.6 | 108.8 | 0 | 101.3 | 282.7 | 296 | 292.5 | 0.8 | 0
9:00 | 45.8 | 124.4 | 0 | 131.7 | 283.7 | 295.9 | 293.5 | 0.9 | 0
10:00 | 52.4 | 143.6 | 0 | 145.9 | 284.8 | 296 | 294 | 0.7 | 0
11:00 | 56.2 | 167.2 | 0 | 152.2 | 285.8 | 296.3 | 294.1 | 0.4 | 0
noon | 56.2 | -167.2 | 0 | 145.7 | 286.8 | 296.5 | 294.4 | 0.3 | 0
13:00 | 52.4 | -143.6 | 0 | 137.1 | 287.6 | 296.6 | 294.7 | 0.3 | 0
14:00 | 45.8 | -124.4 | 0 | 134.2 | 288 | 296.3 | 294.9 | 0.4 | 0
15:00 | 37.6 | -108.8 | 0 | 116.3 | 288 | 296.2 | 294.8 | 0.3 | 0
16:00 | 28.7 | -95.6 | 0 | 97.6 | 287.9 | 296.1 | 294.4 | 0.3 | 0
17:00 | 19.6 | -83.7 | 19 | 74.3 | 287.3 | 296.1 | 294.2 | 0.3 | 0
18:00 | 10.7 | -72.3 | 47.9 | 48.7 | 286.3 | 296.2 | 293.7 | 0.2 | 0
19:00 | 2.4 | -60.8 | 25.2 | 18.1 | 285.1 | 295.9 | 293 | 0.4 | 0
20:00 | -5 | -48.7 | 0 | 0 | 284 | 295.8 | 292.2 | 0.5 | 0
21:00 | -11.1 | -35.8 | 0 | 0 | 283.1 | 296.1 | 291.7 | 0.5 | 0
22:00 | -15.5 | -22 | 0 | 0 | 282.3 | 296.3 | 291.5 | 0.8 | 0
23:00 | -17.9 | -7.4 | 0 | 0 | 281.5 | 295.3 | 291.5 | 1.1 | 0
June
| solar | solar | direct | diffuse | outdoor | indoor | window | heating | blinds
| altitude | azimuth | radiation | radiation | temp. | temp. | temp. | load | closed
| (degrees) | (degrees) | (W-h/m2) | (W-h/m2) | (K) | (K) | (K) | (W-h/m2) | (% time)
midnight | -13.8 | 7 | 0 | 0 | 284.5 | 294.1 | 291 | 42 | 0
1:00 | -11.6 | 21 | 0 | 0 | 284.2 | 294.1 | 290.9 | 41 | 0
2:00 | -7.3 | 34.3 | 0 | 0 | 283.9 | 294.1 | 290.7 | 37.7 | 0
3:00 | -1.4 | 46.7 | 0 | 0 | 283.6 | 294.1 | 290.6 | 36.6 | 0
4:00 | 5.8 | 58.4 | 47 | 27.4 | 283.7 | 294.2 | 291.6 | 38 | 0
5:00 | 14 | 69.7 | 54.6 | 52.4 | 284.2 | 294.3 | 292.1 | 38 | 0
6:00 | 22.8 | 80.8 | 26.7 | 76.8 | 284.6 | 294.4 | 292.1 | 38.9 | 0
7:00 | 31.9 | 92.5 | 0 | 90.6 | 285.2 | 294.4 | 292.3 | 37.6 | 0
8:00 | 40.9 | 105.5 | 0 | 104.6 | 286.2 | 296.2 | 293.9 | 0.3 | 0
9:00 | 49.2 | 121 | 0 | 130.5 | 287.2 | 296.1 | 294.8 | 0.3 | 0
10:00 | 56.1 | 140.8 | 0 | 140.9 | 288.1 | 296.2 | 295.1 | 0.2 | 0
11:00 | 60.2 | 166 | 0 | 149.1 | 289.1 | 296.7 | 295.8 | 0.3 | 0
noon | 60.2 | -166 | 0 | 150.4 | 290 | 296.8 | 296.1 | 0.1 | 0
13:00 | 56.1 | -140.8 | 0 | 149.6 | 290.6 | 297.4 | 296.4 | 0 | 0
14:00 | 49.2 | -121 | 0 | 133.5 | 291 | 297.1 | 296.6 | 0.1 | 0
15:00 | 40.9 | -105.5 | 0 | 111.8 | 291.1 | 297.2 | 296.1 | 0 | 0
16:00 | 31.9 | -92.5 | 0 | 113.1 | 290.9 | 296.9 | 296 | 0 | 0
17:00 | 22.8 | -80.8 | 25.1 | 93.4 | 290.2 | 296.7 | 295.6 | 0.2 | 0
18:00 | 14 | -69.7 | 50.8 | 67.2 | 289.3 | 296.4 | 295.4 | 0.1 | 0
19:00 | 5.8 | -58.4 | 47.8 | 41 | 288.3 | 296.6 | 294.6 | 0.1 | 0
20:00 | -1.4 | -46.7 | 0 | 0 | 287.4 | 296.3 | 293.3 | 0.3 | 0
21:00 | -7.3 | -34.3 | 0 | 0 | 286.4 | 296 | 293.2 | 0.3 | 0
22:00 | -11.6 | -21 | 0 | 0 | 285.7 | 296 | 292.8 | 0.4 | 0
23:00 | -13.8 | -7 | 0 | 0 | 284.8 | 296.1 | 292.4 | 0.4 | 0
July
| solar | solar | direct | diffuse | outdoor | indoor | window | heating | blinds
| altitude | azimuth | radiation | radiation | temp. | temp. | temp. | load | closed
| (degrees) | (degrees) | (W-h/m2) | (W-h/m2) | (K) | (K) | (K) | (W-h/m2) | (% time)
midnight | -15.9 | 7.2 | 0 | 0 | 286.4 | 295.2 | 292.4 | 15.4 | 0
1:00 | -13.7 | 21.5 | 0 | 0 | 286.1 | 294.9 | 292 | 18.8 | 0
2:00 | -9.3 | 35.1 | 0 | 0 | 285.6 | 294.7 | 291.7 | 19 | 0
3:00 | -3.3 | 47.8 | 0 | 0 | 285.3 | 294.5 | 291.5 | 17.4 | 0
4:00 | 4 | 59.7 | 7.4 | 13.9 | 285.5 | 294.4 | 291.7 | 18.1 | 0
5:00 | 12.3 | 71 | 22.1 | 43.4 | 285.8 | 294.7 | 292.4 | 16.3 | 0
6:00 | 21.1 | 82.3 | 12.9 | 72.5 | 286.4 | 295 | 293 | 16.7 | 0
7:00 | 30.2 | 94.1 | 0 | 90.2 | 286.8 | 295.4 | 293.5 | 14.6 | 0
8:00 | 39.2 | 107.3 | 0 | 107.5 | 287.6 | 296.8 | 295 | 0 | 0
9:00 | 47.4 | 122.8 | 0 | 130 | 288.7 | 297.2 | 295.6 | 0 | 0
10:00 | 54.2 | 142.4 | 0 | 152.9 | 289.7 | 297.2 | 296.4 | 0 | 0
11:00 | 58.1 | 166.6 | 0 | 166.1 | 290.7 | 297.4 | 296.8 | 0 | 0
noon | 58.1 | -166.6 | 0 | 174.3 | 291.7 | 297.5 | 297.6 | 0 | 0
13:00 | 54.2 | -142.4 | 0 | 161.4 | 292.5 | 297.8 | 297.5 | 0 | 0
14:00 | 47.4 | -122.8 | 0 | 145.3 | 292.9 | 297.4 | 297.4 | 0 | 0
15:00 | 39.2 | -107.3 | 0 | 120.5 | 293 | 297.4 | 297.1 | 0 | 0
16:00 | 30.2 | -94.1 | 0 | 114.7 | 292.8 | 297.1 | 297.1 | 0 | 0
17:00 | 21.1 | -82.3 | 18.9 | 91.1 | 292.4 | 297.5 | 296.7 | 0 | 0
18:00 | 12.3 | -71 | 59.5 | 68.5 | 291.5 | 297.4 | 296.7 | 0 | 0
19:00 | 4 | -59.7 | 57.7 | 35.1 | 290.4 | 297.3 | 296.1 | 0 | 0
20:00 | -3.3 | -47.8 | 0 | 0 | 289.3 | 297.2 | 294.5 | 0 | 0
21:00 | -9.3 | -35.1 | 0 | 0 | 288.4 | 296.9 | 294.3 | 0 | 0
22:00 | -13.7 | -21.5 | 0 | 0 | 287.5 | 297 | 293.9 | 0 | 0
23:00 | -15.9 | -7.2 | 0 | 0 | 286.8 | 296.8 | 293.8 | 0 | 0
August
| solar | solar | direct | diffuse | outdoor | indoor | window | heating | blinds
| altitude | azimuth | radiation | radiation | temp. | temp. | temp. | load | closed
| (degrees) | (degrees) | (W-h/m2) | (W-h/m2) | (K) | (K) | (K) | (W-h/m2) | (% time)
midnight | -23.7 | 7.9 | 0 | 0 | 286.4 | 295 | 292.2 | 13.4 | 0
1:00 | -21.3 | 23.5 | 0 | 0 | 286 | 294.8 | 291.9 | 14.6 | 0
2:00 | -16.6 | 38.1 | 0 | 0 | 285.9 | 294.6 | 291.8 | 16.2 | 0
3:00 | -10.1 | 51.6 | 0 | 0 | 285.4 | 294.5 | 291.5 | 17.4 | 0
4:00 | -2.4 | 64.1 | 0 | 0 | 285.1 | 294.4 | 291.3 | 19.6 | 0
5:00 | 6 | 75.9 | 12.7 | 19 | 285.3 | 294.4 | 291.7 | 18.7 | 0
6:00 | 15.1 | 87.6 | 5.8 | 45.6 | 285.9 | 294.6 | 292.2 | 17.7 | 0
7:00 | 24.2 | 99.7 | 0 | 76 | 286.5 | 295 | 293 | 17.7 | 0
8:00 | 32.9 | 113.1 | 0 | 96.4 | 287.3 | 296.9 | 294.6 | 0 | 0
9:00 | 40.7 | 128.5 | 0 | 119 | 288.2 | 297.1 | 295.1 | 0 | 0
10:00 | 46.9 | 146.9 | 0 | 144.3 | 289.3 | 297 | 296 | 0 | 0
11:00 | 50.3 | 168.5 | 0 | 156.9 | 290.4 | 296.7 | 296.5 | 0 | 0
noon | 50.3 | -168.5 | 0 | 169.1 | 291.3 | 297.3 | 297 | 0 | 0
13:00 | 46.9 | -146.9 | 0 | 150.2 | 292 | 297.4 | 297.2 | 0 | 0
14:00 | 40.7 | -128.5 | 0 | 130.8 | 292.5 | 297.2 | 297.3 | 0 | 0
15:00 | 32.9 | -113.1 | 0 | 103.7 | 292.6 | 297.6 | 296.8 | 0 | 0
16:00 | 24.2 | -99.7 | 0 | 76.7 | 292.2 | 297.4 | 296.5 | 0 | 0
17:00 | 15.1 | -87.6 | 6.3 | 56.4 | 291.7 | 297.6 | 296 | 0 | 0
18:00 | 6 | -75.9 | 24.9 | 35.1 | 290.9 | 297.4 | 295.6 | 0 | 0
19:00 | -2.4 | -64.1 | 0 | 6 | 289.9 | 297.2 | 294.9 | 0 | 0
20:00 | -10.1 | -51.6 | 0 | 0 | 289 | 297.1 | 294.4 | 0 | 0
21:00 | -16.6 | -38.1 | 0 | 0 | 288.1 | 297.1 | 294.1 | 0 | 0
22:00 | -21.3 | -23.5 | 0 | 0 | 287.3 | 296.8 | 293.7 | 0 | 0
23:00 | -23.7 | -7.9 | 0 | 0 | 286.6 | 296.6 | 293.4 | 0.1 | 0
September
| solar | solar | direct | diffuse | outdoor | indoor | window | heating | blinds
| altitude | azimuth | radiation | radiation | temp. | temp. | temp. | load | closed
| (degrees) | (degrees) | (W-h/m2) | (W-h/m2) | (K) | (K) | (K) | (W-h/m2) | (% time)
midnight | -35.1 | 9.1 | 0 | 0 | 284.9 | 295.1 | 291.8 | 42 | 0
1:00 | -32.3 | 26.9 | 0 | 0 | 284.8 | 294.8 | 291.6 | 42 | 0
2:00 | -27.1 | 43.1 | 0 | 0 | 284.5 | 294.6 | 291.3 | 41.5 | 0
3:00 | -20 | 57.5 | 0 | 0 | 284.3 | 294.5 | 291.2 | 40.9 | 0
4:00 | -11.8 | 70.6 | 0 | 0 | 284.1 | 294.4 | 291 | 41.7 | 0
5:00 | -3 | 82.8 | 0 | 0.3 | 284 | 294.4 | 291 | 43.8 | 0
6:00 | 6 | 94.7 | 0 | 19.9 | 284.3 | 294.4 | 291.3 | 41.7 | 0
7:00 | 15 | 107 | 0 | 44.4 | 284.7 | 294.5 | 291.7 | 36.9 | 0
8:00 | 23.3 | 120.2 | 0 | 67.9 | 285.4 | 297 | 293.4 | 0.4 | 0
9:00 | 30.6 | 135 | 0 | 89.9 | 286.1 | 296.9 | 293.9 | 0.5 | 0
10:00 | 36 | 151.7 | 0 | 104.9 | 286.8 | 296.9 | 294.5 | 0.3 | 0
11:00 | 39 | 170.3 | 0 | 105.9 | 287.6 | 296.8 | 294.9 | 0.2 | 0
noon | 39 | -170.3 | 0 | 104.9 | 288.3 | 296.9 | 295.2 | 0.1 | 0
13:00 | 36 | -151.7 | 0 | 101.4 | 288.9 | 296.9 | 295.4 | 0.1 | 0
14:00 | 30.6 | -135 | 0 | 92.6 | 289.4 | 297.1 | 295.5 | 0.1 | 0
15:00 | 23.3 | -120.2 | 0 | 73.2 | 289.5 | 296.9 | 295.4 | 0.2 | 0
16:00 | 15 | -107 | 0 | 44.6 | 289.3 | 296.9 | 294.9 | 0.1 | 0
17:00 | 6 | -94.7 | 0 | 23.9 | 288.6 | 296.8 | 294.5 | 0.1 | 0
18:00 | -3 | -82.8 | 0 | 2.4 | 287.8 | 296.8 | 294 | 0.2 | 0
19:00 | -11.8 | -70.6 | 0 | 0 | 287.1 | 296.9 | 293.7 | 0.4 | 0
20:00 | -20 | -57.5 | 0 | 0 | 286.5 | 296.5 | 293.6 | 0.6 | 0
21:00 | -27.1 | -43.1 | 0 | 0 | 285.9 | 296.7 | 293 | 0.6 | 0
22:00 | -32.3 | -26.9 | 0 | 0 | 285.3 | 296.6 | 292.9 | 0.5 | 0
23:00 | -35.1 | -9.1 | 0 | 0 | 285 | 296.5 | 292.9 | 0.8 | 0
October
| solar | solar | direct | diffuse | outdoor | indoor | window | heating | blinds
| altitude | azimuth | radiation | radiation | temp. | temp. | temp. | load | closed
| (degrees) | (degrees) | (W-h/m2) | (W-h/m2) | (K) | (K) | (K) | (W-h/m2) | (% time)
midnight | -47 | 10.8 | 0 | 0 | 282.1 | 294.3 | 290.3 | 57.2 | 0
1:00 | -43.7 | 31.4 | 0 | 0 | 282.1 | 294.2 | 290.2 | 56.2 | 0
2:00 | -37.8 | 49.3 | 0 | 0 | 282 | 294.1 | 290.2 | 57.6 | 0
3:00 | -30.1 | 64.6 | 0 | 0 | 281.8 | 294.1 | 290.1 | 58.6 | 0
4:00 | -21.5 | 78 | 0 | 0 | 281.8 | 294.1 | 290.1 | 60 | 0
5:00 | -12.4 | 90.2 | 0 | 0 | 281.7 | 294.1 | 290 | 64.8 | 0
6:00 | -3.4 | 102 | 0 | 0.8 | 281.8 | 294.1 | 290.1 | 65.5 | 0
7:00 | 5.2 | 114 | 0 | 16.8 | 282.2 | 294.1 | 290.4 | 64.3 | 0
8:00 | 13 | 126.6 | 0 | 37.6 | 282.6 | 296.2 | 291.5 | 0.6 | 0
9:00 | 19.7 | 140.4 | 0 | 61.3 | 283.3 | 296 | 292.7 | 1.1 | 0
10:00 | 24.5 | 155.5 | 0 | 70.4 | 283.9 | 296 | 292.9 | 0.8 | 0
11:00 | 27.1 | 171.7 | 0 | 81.3 | 284.6 | 296.4 | 293.1 | 0.8 | 0
noon | 27.1 | -171.7 | 0 | 79 | 285.1 | 296.1 | 293.3 | 0.8 | 0
13:00 | 24.5 | -155.5 | 0 | 65.6 | 285.4 | 296.1 | 293.3 | 0.7 | 0
14:00 | 19.7 | -140.4 | 0 | 49.7 | 285.5 | 296.4 | 293 | 0.7 | 0
15:00 | 13 | -126.6 | 0 | 33.4 | 285.3 | 296 | 293 | 0.5 | 0
16:00 | 5.2 | -114 | 0 | 14.6 | 284.7 | 295.9 | 292.5 | 0.6 | 0
17:00 | -3.4 | -102 | 0 | 0.4 | 284.1 | 296.6 | 292 | 0.6 | 0
18:00 | -12.4 | -90.2 | 0 | 0 | 283.5 | 295.7 | 292.3 | 1 | 0
19:00 | -21.5 | -78 | 0 | 0 | 283.1 | 296 | 291.7 | 0.7 | 0
20:00 | -30.1 | -64.6 | 0 | 0 | 282.8 | 296.4 | 291.8 | 0.7 | 0
21:00 | -37.8 | -49.3 | 0 | 0 | 282.5 | 295.8 | 291.8 | 0.8 | 0
22:00 | -43.7 | -31.4 | 0 | 0 | 282.4 | 296 | 291.6 | 0.7 | 0
23:00 | -47 | -10.8 | 0 | 0 | 282.2 | 296.2 | 291.6 | 0.8 | 0
November
| solar | solar | direct | diffuse | outdoor | indoor | window | heating | blinds
| altitude | azimuth | radiation | radiation | temp. | temp. | temp. | load | closed
| (degrees) | (degrees) | (W-h/m2) | (W-h/m2) | (K) | (K) | (K) | (W-h/m2) | (% time)
midnight | -56.2 | 12.8 | 0 | 0 | 278.9 | 294.1 | 289.1 | 102.4 | 0
1:00 | -52.4 | 36.3 | 0 | 0 | 278.8 | 294.1 | 289.1 | 103.3 | 0
2:00 | -45.8 | 55.6 | 0 | 0 | 278.6 | 294.1 | 289.1 | 109.5 | 0
3:00 | -37.7 | 71.1 | 0 | 0 | 278.5 | 294.1 | 289 | 105.8 | 0
4:00 | -28.8 | 84.3 | 0 | 0 | 278.4 | 294.1 | 289 | 101.8 | 0
5:00 | -19.7 | 96.2 | 0 | 0 | 278.4 | 294.1 | 289 | 105.2 | 0
6:00 | -10.7 | 107.7 | 0 | 0 | 278.3 | 294.1 | 289 | 105.6 | 0
7:00 | -2.4 | 119.2 | 0 | 1 | 278.2 | 294.1 | 288.9 | 106.2 | 0
8:00 | 5 | 131.2 | 0 | 16 | 278.4 | 295.5 | 289.8 | 1.5 | 0
9:00 | 11.1 | 144.1 | 0 | 30.1 | 278.8 | 296 | 290.7 | 1.7 | 0
10:00 | 15.5 | 157.9 | 0 | 45.9 | 279.2 | 295.8 | 291.2 | 2.3 | 0
11:00 | 17.8 | 172.5 | 0 | 57.8 | 279.7 | 296 | 291.1 | 1.7 | 0
noon | 17.8 | -172.5 | 0 | 55.3 | 280.1 | 295.8 | 291.5 | 1.7 | 0
13:00 | 15.5 | -157.9 | 0 | 47.3 | 280.3 | 296 | 291.3 | 1.8 | 0
14:00 | 11.1 | -144.1 | 0 | 30.2 | 280.4 | 295.7 | 291.4 | 1.8 | 0
15:00 | 5 | -131.2 | 0 | 12.9 | 280.2 | 295.5 | 291 | 1.7 | 0
16:00 | -2.4 | -119.2 | 0 | 0 | 280 | 295.9 | 290.6 | 1.4 | 0
17:00 | -10.7 | -107.7 | 0 | 0 | 279.7 | 296.2 | 290.5 | 1.6 | 0
18:00 | -19.7 | -96.2 | 0 | 0 | 279.6 | 295.6 | 290.8 | 1.7 | 0
19:00 | -28.8 | -84.3 | 0 | 0 | 279.4 | 295.9 | 290.3 | 1.6 | 0
20:00 | -37.7 | -71.1 | 0 | 0 | 279.4 | 296.1 | 290.6 | 1.9 | 0
21:00 | -45.8 | -55.6 | 0 | 0 | 279.2 | 295.9 | 290.4 | 1.7 | 0
22:00 | -52.4 | -36.3 | 0 | 0 | 279 | 296 | 290.4 | 1.6 | 0
23:00 | -56.2 | -12.8 | 0 | 0 | 278.8 | 296.2 | 290.3 | 1.5 | 0
December
| solar | solar | direct | diffuse | outdoor | indoor | window | heating | blinds
| altitude | azimuth | radiation | radiation | temp. | temp. | temp. | load | closed
| (degrees) | (degrees) | (W-h/m2) | (W-h/m2) | (K) | (K) | (K) | (W-h/m2) | (% time)
midnight | -60.2 | 13.9 | 0 | 0 | 276.9 | 294.1 | 288.5 | 107.6 | 0
1:00 | -56.1 | 39.1 | 0 | 0 | 276.8 | 294.1 | 288.5 | 111.3 | 0
2:00 | -49.2 | 58.9 | 0 | 0 | 276.8 | 294.1 | 288.5 | 111.6 | 0
3:00 | -40.9 | 74.4 | 0 | 0 | 276.8 | 294.1 | 288.5 | 111.6 | 0
4:00 | -31.9 | 87.4 | 0 | 0 | 276.9 | 294.1 | 288.5 | 109 | 0
5:00 | -22.8 | 99.1 | 0 | 0 | 277 | 294.1 | 288.5 | 112 | 0
6:00 | -14 | 110.2 | 0 | 0 | 276.9 | 294.1 | 288.5 | 109.1 | 0
7:00 | -5.8 | 121.5 | 0 | 0 | 276.9 | 294.1 | 288.5 | 106.4 | 0
8:00 | 1.4 | 133.2 | 0 | 1.8 | 277.1 | 295.2 | 290 | 1.9 | 0
9:00 | 7.3 | 145.7 | 0 | 14.9 | 277.3 | 296.4 | 289.6 | 2 | 0
10:00 | 11.6 | 158.9 | 0 | 28.6 | 277.7 | 295.8 | 290.7 | 2.7 | 0
11:00 | 13.8 | 172.9 | 0 | 36.8 | 277.9 | 296.3 | 290.2 | 2.7 | 0
noon | 13.8 | -172.9 | 0 | 37.9 | 278.2 | 295.7 | 290.8 | 2.3 | 0
13:00 | 11.6 | -158.9 | 0 | 29 | 278.4 | 296 | 290.4 | 2 | 0
14:00 | 7.3 | -145.7 | 0 | 18.1 | 278.3 | 295.7 | 290.5 | 2.4 | 0
15:00 | 1.4 | -133.2 | 0 | 4.7 | 278.2 | 295.9 | 290.1 | 1.9 | 0
16:00 | -5.8 | -121.5 | 0 | 0 | 277.8 | 296 | 290.1 | 2.1 | 0
17:00 | -14 | -110.2 | 0 | 0 | 277.7 | 295.8 | 290 | 2.2 | 0
18:00 | -22.8 | -99.1 | 0 | 0 | 277.5 | 295.9 | 290 | 2.4 | 0
19:00 | -31.9 | -87.4 | 0 | 0 | 277.5 | 295.7 | 289.8 | 2 | 0
20:00 | -40.9 | -74.4 | 0 | 0 | 277.3 | 295.9 | 289.8 | 1.9 | 0
21:00 | -49.2 | -58.9 | 0 | 0 | 277.1 | 295.7 | 289.7 | 2.2 | 0
22:00 | -56.1 | -39.1 | 0 | 0 | 277.1 | 295.8 | 289.9 | 2.1 | 0
23:00 | -60.2 | -13.9 | 0 | 0 | 277 | 295.9 | 289.6 | 2.2 | 0

## Sheet25
Scenario One (blue)
Tue Dec 03 2019 23:11:30 GMT+0000 (Greenwich Mean Time)
Setup Information:
Building
Location | UK - London
Building length, side A | N/A
Building length, side B | N/A
Simulation Type
Simulation Type | one_sided
Window Description
Typology | dgu_nb
Glazing Type | clear
Window Area | 25%
Wall Description
Insulation R-Value | 99999999.9 m2-K/W
Occupancy
Type | Low-rise Residential
Occupancy Load | 0.000 people per m2
Lighting Requirements | 400 lux
Equipment Load | 0.00 W/m2
Room Ventilation
Air Change Rate per Occupant | 15.0 liters / sec per person
Total Air Change Rate | 0.0 roomfuls per hour
Lighting Control
Lighting Control | lights do not respond to daylight: all lights fully on while building is occupied
Representative Room
Orientation | north
Room Depth | 27 m
Room Width | 5 m
Room Height | 2.2 m
Thermal Mass
Thermal Mass | none
Overhang
Overhang Depth | 0 m
Roof
Roof Type | adiabatic roof
Simulation Results:
Primary Energy Use and CO2 Emissions
| heating | cooling | lighting | total | CO2
| energy | energy | energy | energy | emissions
| (kWh/m2) | (kWh/m2) | (kWh/m2) | (kWh/m2) | (kg/m2)
January | 33.9 | 0 | 7.3 | 41.2 | 8.2
February | 28.2 | 0 | 6.6 | 34.8 | 7
March | 32.2 | 0 | 7.3 | 39.5 | 7.9
April | 25.8 | 0 | 7.1 | 32.9 | 6.6
May | 18.7 | 0 | 7.3 | 26 | 5.2
June | 9.4 | 0 | 7.1 | 16.5 | 3.3
July | 4.2 | 0 | 7.3 | 11.5 | 2.3
August | 4.2 | 0 | 7.3 | 11.5 | 2.3
September | 10.1 | 0 | 7.1 | 17.2 | 3.4
October | 15.4 | 0 | 7.3 | 22.7 | 4.5
November | 26 | 0 | 7.1 | 33.1 | 6.6
December | 28.3 | 0 | 7.3 | 35.6 | 7.1
Total | 236.4 | 0 | 86.1 | 322.5 | 64.5 | yearly energy
January
| solar | solar | direct | diffuse | outdoor | indoor | window | heating | blinds
| altitude | azimuth | radiation | radiation | temp. | temp. | temp. | load | closed
| (degrees) | (degrees) | (W-h/m2) | (W-h/m2) | (K) | (K) | (K) | (W-h/m2) | (% time)
midnight | -58.1 | 13.3 | 0 | 0 | 275.9 | 294.1 | 288.2 | 135.1 | 0
1:00 | -54.2 | 37.6 | 0 | 0 | 275.8 | 294.1 | 288.2 | 134.2 | 0
2:00 | -47.5 | 57.1 | 0 | 0 | 275.8 | 294.1 | 288.2 | 132.7 | 0
3:00 | -39.2 | 72.7 | 0 | 0 | 275.7 | 294.1 | 288.1 | 128.5 | 0
4:00 | -30.2 | 85.8 | 0 | 0 | 275.6 | 294.1 | 288.1 | 131.2 | 0
5:00 | -21.1 | 97.6 | 0 | 0 | 275.6 | 294.1 | 288.1 | 131.1 | 0
6:00 | -12.3 | 108.9 | 0 | 0 | 275.5 | 294.1 | 288.1 | 128.7 | 0
7:00 | -4 | 120.3 | 0 | 0 | 275.5 | 294.1 | 288.1 | 127.6 | 0
8:00 | 3.3 | 132.2 | 0 | 5.1 | 275.7 | 295.1 | 289.8 | 2.3 | 0
9:00 | 9.3 | 144.9 | 0 | 20.2 | 276.1 | 296.2 | 289.2 | 2.2 | 0
10:00 | 13.6 | 158.4 | 0 | 34.6 | 276.5 | 295.9 | 290 | 2.8 | 0
11:00 | 15.9 | 172.7 | 0 | 40.5 | 276.7 | 295.4 | 290.2 | 3.1 | 0
noon | 15.9 | -172.7 | 0 | 42.7 | 277.2 | 295.8 | 290.3 | 2.7 | 0
13:00 | 13.6 | -158.4 | 0 | 38.1 | 277.6 | 296.2 | 290.3 | 2.4 | 0
14:00 | 9.3 | -144.9 | 0 | 26.7 | 277.5 | 295.4 | 290.5 | 3.3 | 0
15:00 | 3.3 | -132.2 | 0 | 13.2 | 277.3 | 296 | 289.7 | 2.3 | 0
16:00 | -4 | -120.3 | 0 | 0.6 | 277 | 295.9 | 289.7 | 2.7 | 0
17:00 | -12.3 | -108.9 | 0 | 0 | 276.8 | 296.2 | 289.7 | 2.9 | 0
18:00 | -21.1 | -97.6 | 0 | 0 | 276.5 | 295.5 | 289.8 | 3.5 | 0
19:00 | -30.2 | -85.8 | 0 | 0 | 276.3 | 295.5 | 289.4 | 2.9 | 0
20:00 | -39.2 | -72.7 | 0 | 0 | 276.1 | 296.1 | 289.2 | 2.8 | 0
21:00 | -47.5 | -57.1 | 0 | 0 | 276.1 | 296.2 | 289.5 | 2.6 | 0
22:00 | -54.2 | -37.6 | 0 | 0 | 276 | 295.7 | 289.6 | 3.4 | 0
23:00 | -58.1 | -13.3 | 0 | 0 | 275.9 | 295.4 | 289.4 | 3 | 0
February
| solar | solar | direct | diffuse | outdoor | indoor | window | heating | blinds
| altitude | azimuth | radiation | radiation | temp. | temp. | temp. | load | closed
| (degrees) | (degrees) | (W-h/m2) | (W-h/m2) | (K) | (K) | (K) | (W-h/m2) | (% time)
midnight | -50.4 | 11.4 | 0 | 0 | 275.4 | 294.1 | 288 | 115.3 | 0
1:00 | -46.9 | 33 | 0 | 0 | 275.3 | 294.1 | 288 | 109.7 | 0
2:00 | -40.8 | 51.4 | 0 | 0 | 275.2 | 294.1 | 288 | 113.8 | 0
3:00 | -32.9 | 66.9 | 0 | 0 | 275.2 | 294.1 | 288 | 120.4 | 0
4:00 | -24.2 | 80.2 | 0 | 0 | 275.2 | 294.1 | 288 | 122.4 | 0
5:00 | -15.1 | 92.3 | 0 | 0 | 275.1 | 294.1 | 287.9 | 127 | 0
6:00 | -6.1 | 104 | 0 | 0 | 275.1 | 294.1 | 287.9 | 126.8 | 0
7:00 | 2.4 | 115.9 | 0 | 2.3 | 275.1 | 294.1 | 288 | 130.5 | 0
8:00 | 10.1 | 128.3 | 0 | 20.6 | 275.5 | 295.3 | 289.3 | 2.4 | 0
9:00 | 16.5 | 141.8 | 0 | 40.4 | 276.1 | 296.6 | 289.8 | 2.3 | 0
10:00 | 21.2 | 156.4 | 0 | 55.1 | 276.7 | 295.7 | 290.2 | 3.5 | 0
11:00 | 23.7 | 172 | 0 | 60.6 | 277.3 | 295.7 | 290.7 | 3 | 0
noon | 23.7 | -172 | 0 | 65.1 | 277.9 | 295.9 | 290.7 | 2.7 | 0
13:00 | 21.2 | -156.4 | 0 | 57 | 278.4 | 296 | 290.9 | 2.2 | 0
14:00 | 16.5 | -141.8 | 0 | 53.5 | 278.5 | 295.6 | 290.9 | 2.8 | 0
15:00 | 10.1 | -128.3 | 0 | 36 | 278.3 | 296 | 290.5 | 2.4 | 0
16:00 | 2.4 | -115.9 | 0 | 14.5 | 277.7 | 295.7 | 290.2 | 2.4 | 0
17:00 | -6.1 | -104 | 0 | 0.3 | 277.1 | 296 | 289.6 | 2.5 | 0
18:00 | -15.1 | -92.3 | 0 | 0 | 276.7 | 295.9 | 289.7 | 2.5 | 0
19:00 | -24.2 | -80.2 | 0 | 0 | 276.3 | 295.4 | 289.7 | 3.3 | 0
20:00 | -32.9 | -66.9 | 0 | 0 | 276 | 296 | 289 | 2.3 | 0
21:00 | -40.8 | -51.4 | 0 | 0 | 275.7 | 296.2 | 289.4 | 2.5 | 0
22:00 | -46.9 | -33 | 0 | 0 | 275.5 | 295.8 | 289.5 | 2.7 | 0
23:00 | -50.4 | -11.4 | 0 | 0 | 275.4 | 295.7 | 289.1 | 2.4 | 0
March
| solar | solar | direct | diffuse | outdoor | indoor | window | heating | blinds
| altitude | azimuth | radiation | radiation | temp. | temp. | temp. | load | closed
| (degrees) | (degrees) | (W-h/m2) | (W-h/m2) | (K) | (K) | (K) | (W-h/m2) | (% time)
midnight | -39 | 9.6 | 0 | 0 | 276.9 | 294.1 | 288.5 | 127.4 | 0
1:00 | -36 | 28.2 | 0 | 0 | 276.8 | 294.1 | 288.5 | 131 | 0
2:00 | -30.6 | 45 | 0 | 0 | 276.7 | 294.1 | 288.4 | 135.2 | 0
3:00 | -23.4 | 59.7 | 0 | 0 | 276.5 | 294.1 | 288.4 | 127.6 | 0
4:00 | -15 | 72.9 | 0 | 0 | 276.3 | 294.1 | 288.3 | 128.9 | 0
5:00 | -6.1 | 85.2 | 0 | 0 | 276.4 | 294.1 | 288.3 | 123.7 | 0
6:00 | 2.9 | 97.1 | 0 | 4.1 | 276.6 | 294.1 | 288.4 | 116.2 | 0
7:00 | 11.8 | 109.3 | 0 | 24.9 | 276.9 | 294.1 | 288.8 | 112.9 | 0
8:00 | 20 | 122.4 | 0 | 48.1 | 277.4 | 296 | 289.7 | 1.8 | 0
9:00 | 27 | 136.9 | 0 | 66.7 | 278 | 295.7 | 290.9 | 2.2 | 0
10:00 | 32.2 | 153.1 | 0 | 85.8 | 278.8 | 295.8 | 291.1 | 2 | 0
11:00 | 35.1 | 170.8 | 0 | 100 | 279.8 | 295.7 | 291.8 | 2 | 0
noon | 35.1 | -170.8 | 0 | 101.7 | 280.5 | 296 | 291.9 | 1.8 | 0
13:00 | 32.2 | -153.1 | 0 | 93 | 281.2 | 296 | 292 | 1.5 | 0
14:00 | 27 | -136.9 | 0 | 79.8 | 281.5 | 296.2 | 291.9 | 1.8 | 0
15:00 | 20 | -122.4 | 0 | 58.9 | 281.4 | 295.9 | 291.8 | 1.7 | 0
16:00 | 11.8 | -109.3 | 0 | 34.5 | 280.9 | 296.1 | 291.4 | 1.8 | 0
17:00 | 2.9 | -97.1 | 0 | 15.4 | 280.1 | 296 | 291 | 2.2 | 0
18:00 | -6.1 | -85.2 | 0 | 0 | 279.4 | 295.8 | 290.6 | 2 | 0
19:00 | -15 | -72.9 | 0 | 0 | 278.7 | 295.8 | 290.2 | 2.1 | 0
20:00 | -23.4 | -59.7 | 0 | 0 | 278.2 | 295.8 | 290 | 2.6 | 0
21:00 | -30.6 | -45 | 0 | 0 | 277.8 | 295.9 | 289.9 | 3.1 | 0
22:00 | -36 | -28.2 | 0 | 0 | 277.3 | 295.8 | 289.9 | 2.9 | 0
23:00 | -39 | -9.6 | 0 | 0 | 277.1 | 295.6 | 289.8 | 3.5 | 0
April
| solar | solar | direct | diffuse | outdoor | indoor | window | heating | blinds
| altitude | azimuth | radiation | radiation | temp. | temp. | temp. | load | closed
| (degrees) | (degrees) | (W-h/m2) | (W-h/m2) | (K) | (K) | (K) | (W-h/m2) | (% time)
midnight | -27.1 | 8.3 | 0 | 0 | 278.5 | 294.1 | 289 | 104.5 | 0
1:00 | -24.5 | 24.4 | 0 | 0 | 278.2 | 294.1 | 288.9 | 102.5 | 0
2:00 | -19.7 | 39.5 | 0 | 0 | 278 | 294.1 | 288.9 | 104.1 | 0
3:00 | -13.1 | 53.3 | 0 | 0 | 277.7 | 294.1 | 288.8 | 106.1 | 0
4:00 | -5.2 | 66 | 0 | 0 | 277.4 | 294.1 | 288.7 | 105.1 | 0
5:00 | 3.4 | 78 | 3 | 8 | 277.6 | 294.1 | 288.8 | 104 | 0
6:00 | 12.4 | 89.8 | 0.4 | 33.9 | 278.1 | 294.1 | 289.2 | 107.2 | 0
7:00 | 21.5 | 102 | 0 | 60.7 | 278.8 | 294.1 | 289.8 | 103.7 | 0
8:00 | 30.1 | 115.3 | 0 | 79.7 | 279.5 | 296.7 | 290.9 | 1.4 | 0
9:00 | 37.7 | 130.6 | 0 | 102.3 | 280.6 | 296.3 | 291.6 | 2.3 | 0
10:00 | 43.7 | 148.5 | 0 | 121.4 | 281.5 | 296.1 | 292.4 | 1.9 | 0
11:00 | 47 | 169.1 | 0 | 133.9 | 282.5 | 295.7 | 293.1 | 1.7 | 0
noon | 47 | -169.1 | 0 | 135.6 | 283.5 | 295.9 | 293.5 | 1.2 | 0
13:00 | 43.7 | -148.5 | 0 | 127.4 | 284.2 | 296.2 | 293.4 | 1 | 0
14:00 | 37.7 | -130.6 | 0 | 116.3 | 284.7 | 296.2 | 293.5 | 0.9 | 0
15:00 | 30.1 | -115.3 | 0 | 86.8 | 285 | 296 | 293.3 | 0.8 | 0
16:00 | 21.5 | -102 | 0 | 66.8 | 284.7 | 296.1 | 292.9 | 0.8 | 0
17:00 | 12.4 | -89.8 | 0.5 | 41.3 | 283.9 | 295.6 | 292.7 | 1.2 | 0
18:00 | 3.4 | -78 | 12.3 | 16.4 | 283 | 296 | 291.9 | 1.2 | 0
19:00 | -5.2 | -66 | 0 | 0 | 282 | 295.9 | 291.5 | 1.1 | 0
20:00 | -13.1 | -53.3 | 0 | 0 | 281 | 295.8 | 291 | 1.5 | 0
21:00 | -19.7 | -39.5 | 0 | 0 | 280 | 296.1 | 290.6 | 1.7 | 0
22:00 | -24.5 | -24.4 | 0 | 0 | 279.3 | 295.9 | 290.5 | 2 | 0
23:00 | -27.1 | -8.3 | 0 | 0 | 278.6 | 295.6 | 290.2 | 2.4 | 0
May
| solar | solar | direct | diffuse | outdoor | indoor | window | heating | blinds
| altitude | azimuth | radiation | radiation | temp. | temp. | temp. | load | closed
| (degrees) | (degrees) | (W-h/m2) | (W-h/m2) | (K) | (K) | (K) | (W-h/m2) | (% time)
midnight | -17.9 | 7.4 | 0 | 0 | 281 | 294.1 | 289.8 | 74.9 | 0
1:00 | -15.5 | 22 | 0 | 0 | 280.8 | 294.1 | 289.7 | 75.4 | 0
2:00 | -11.1 | 35.8 | 0 | 0 | 280.5 | 294.1 | 289.7 | 75.8 | 0
3:00 | -5 | 48.7 | 0 | 0 | 280.2 | 294.1 | 289.5 | 74.4 | 0
4:00 | 2.4 | 60.8 | 12.8 | 10.9 | 280.2 | 294.1 | 289.8 | 76.5 | 0
5:00 | 10.7 | 72.3 | 41.5 | 40.6 | 280.5 | 294.1 | 290.5 | 75.8 | 0
6:00 | 19.6 | 83.7 | 18 | 62.9 | 280.9 | 294.1 | 290.6 | 75.9 | 0
7:00 | 28.7 | 95.6 | 0 | 84.8 | 281.8 | 294.1 | 291 | 67.4 | 0
8:00 | 37.6 | 108.8 | 0 | 101.3 | 282.7 | 296 | 292.5 | 0.8 | 0
9:00 | 45.8 | 124.4 | 0 | 131.7 | 283.7 | 295.9 | 293.5 | 0.9 | 0
10:00 | 52.4 | 143.6 | 0 | 145.9 | 284.8 | 296.1 | 294 | 0.7 | 0
11:00 | 56.2 | 167.2 | 0 | 152.2 | 285.8 | 296.1 | 294.3 | 0.4 | 0
noon | 56.2 | -167.2 | 0 | 145.7 | 286.8 | 296.7 | 294.4 | 0.3 | 0
13:00 | 52.4 | -143.6 | 0 | 137.1 | 287.6 | 296.5 | 294.9 | 0.3 | 0
14:00 | 45.8 | -124.4 | 0 | 134.2 | 288 | 296.1 | 294.9 | 0.4 | 0
15:00 | 37.6 | -108.8 | 0 | 116.3 | 288 | 295.9 | 294.8 | 0.3 | 0
16:00 | 28.7 | -95.6 | 0 | 97.6 | 287.9 | 296.3 | 294.4 | 0.2 | 0
17:00 | 19.6 | -83.7 | 19 | 74.3 | 287.3 | 296 | 294.1 | 0.3 | 0
18:00 | 10.7 | -72.3 | 47.9 | 48.7 | 286.3 | 296.4 | 293.5 | 0.2 | 0
19:00 | 2.4 | -60.8 | 25.2 | 18.1 | 285.1 | 296.1 | 293 | 0.4 | 0
20:00 | -5 | -48.7 | 0 | 0 | 284 | 295.7 | 292.1 | 0.5 | 0
21:00 | -11.1 | -35.8 | 0 | 0 | 283.1 | 296.1 | 291.7 | 0.5 | 0
22:00 | -15.5 | -22 | 0 | 0 | 282.3 | 295.8 | 291.6 | 0.9 | 0
23:00 | -17.9 | -7.4 | 0 | 0 | 281.5 | 295.8 | 291.2 | 1 | 0
June
| solar | solar | direct | diffuse | outdoor | indoor | window | heating | blinds
| altitude | azimuth | radiation | radiation | temp. | temp. | temp. | load | closed
| (degrees) | (degrees) | (W-h/m2) | (W-h/m2) | (K) | (K) | (K) | (W-h/m2) | (% time)
midnight | -13.8 | 7 | 0 | 0 | 284.5 | 294.2 | 291 | 42 | 0
1:00 | -11.6 | 21 | 0 | 0 | 284.2 | 294.1 | 290.9 | 41 | 0
2:00 | -7.3 | 34.3 | 0 | 0 | 283.9 | 294.1 | 290.7 | 37.7 | 0
3:00 | -1.4 | 46.7 | 0 | 0 | 283.6 | 294.1 | 290.6 | 36.6 | 0
4:00 | 5.8 | 58.4 | 47 | 27.4 | 283.7 | 294.2 | 291.6 | 38.1 | 0
5:00 | 14 | 69.7 | 54.6 | 52.4 | 284.2 | 294.3 | 292.1 | 37.9 | 0
6:00 | 22.8 | 80.8 | 26.7 | 76.8 | 284.6 | 294.4 | 292.1 | 38.9 | 0
7:00 | 31.9 | 92.5 | 0 | 90.6 | 285.2 | 294.4 | 292.3 | 37.6 | 0
8:00 | 40.9 | 105.5 | 0 | 104.6 | 286.2 | 296.2 | 293.9 | 0.3 | 0
9:00 | 49.2 | 121 | 0 | 130.5 | 287.2 | 296 | 294.8 | 0.3 | 0
10:00 | 56.1 | 140.8 | 0 | 140.9 | 288.1 | 296.2 | 295.2 | 0.2 | 0
11:00 | 60.2 | 166 | 0 | 149.1 | 289.1 | 296.5 | 295.8 | 0.2 | 0
noon | 60.2 | -166 | 0 | 150.4 | 290 | 296.9 | 296.1 | 0.1 | 0
13:00 | 56.1 | -140.8 | 0 | 149.6 | 290.6 | 297.2 | 296.5 | 0 | 0
14:00 | 49.2 | -121 | 0 | 133.5 | 291 | 297.1 | 296.5 | 0.1 | 0
15:00 | 40.9 | -105.5 | 0 | 111.8 | 291.1 | 297.2 | 296.3 | 0 | 0
16:00 | 31.9 | -92.5 | 0 | 113.1 | 290.9 | 297 | 296.1 | 0 | 0
17:00 | 22.8 | -80.8 | 25.1 | 93.4 | 290.2 | 296.8 | 295.7 | 0.2 | 0
18:00 | 14 | -69.7 | 50.8 | 67.2 | 289.3 | 296.2 | 295.3 | 0.2 | 0
19:00 | 5.8 | -58.4 | 47.8 | 41 | 288.3 | 296.3 | 294.5 | 0.1 | 0
20:00 | -1.4 | -46.7 | 0 | 0 | 287.4 | 296.3 | 293.4 | 0.2 | 0
21:00 | -7.3 | -34.3 | 0 | 0 | 286.4 | 295.8 | 293.3 | 0.2 | 0
22:00 | -11.6 | -21 | 0 | 0 | 285.7 | 296.3 | 292.7 | 0.3 | 0
23:00 | -13.8 | -7 | 0 | 0 | 284.8 | 296.1 | 292.4 | 0.4 | 0
July
| solar | solar | direct | diffuse | outdoor | indoor | window | heating | blinds
| altitude | azimuth | radiation | radiation | temp. | temp. | temp. | load | closed
| (degrees) | (degrees) | (W-h/m2) | (W-h/m2) | (K) | (K) | (K) | (W-h/m2) | (% time)
midnight | -15.9 | 7.2 | 0 | 0 | 286.4 | 295.3 | 292.4 | 15.4 | 0
1:00 | -13.7 | 21.5 | 0 | 0 | 286.1 | 294.9 | 292.1 | 18.8 | 0
2:00 | -9.3 | 35.1 | 0 | 0 | 285.6 | 294.7 | 291.7 | 19.1 | 0
3:00 | -3.3 | 47.8 | 0 | 0 | 285.3 | 294.5 | 291.5 | 17.5 | 0
4:00 | 4 | 59.7 | 7.4 | 13.9 | 285.5 | 294.4 | 291.7 | 18.1 | 0
5:00 | 12.3 | 71 | 22.1 | 43.4 | 285.8 | 294.7 | 292.4 | 16.3 | 0
6:00 | 21.1 | 82.3 | 12.9 | 72.5 | 286.4 | 295.1 | 293 | 16.7 | 0
7:00 | 30.2 | 94.1 | 0 | 90.2 | 286.8 | 295.4 | 293.5 | 14.6 | 0
8:00 | 39.2 | 107.3 | 0 | 107.5 | 287.6 | 296.9 | 295.1 | 0 | 0
9:00 | 47.4 | 122.8 | 0 | 130 | 288.7 | 297.2 | 295.6 | 0 | 0
10:00 | 54.2 | 142.4 | 0 | 152.9 | 289.7 | 297.2 | 296.4 | 0 | 0
11:00 | 58.1 | 166.6 | 0 | 166.1 | 290.7 | 297.4 | 296.9 | 0 | 0
noon | 58.1 | -166.6 | 0 | 174.3 | 291.7 | 297.7 | 297.5 | 0 | 0
13:00 | 54.2 | -142.4 | 0 | 161.4 | 292.5 | 297.6 | 297.7 | 0 | 0
14:00 | 47.4 | -122.8 | 0 | 145.3 | 292.9 | 297.3 | 297.5 | 0 | 0
15:00 | 39.2 | -107.3 | 0 | 120.5 | 293 | 297.3 | 297.2 | 0 | 0
16:00 | 30.2 | -94.1 | 0 | 114.7 | 292.8 | 297.4 | 297.1 | 0 | 0
17:00 | 21.1 | -82.3 | 18.9 | 91.1 | 292.4 | 297.4 | 296.6 | 0 | 0
18:00 | 12.3 | -71 | 59.5 | 68.5 | 291.5 | 297.4 | 296.8 | 0 | 0
19:00 | 4 | -59.7 | 57.7 | 35.1 | 290.4 | 297.4 | 296 | 0 | 0
20:00 | -3.3 | -47.8 | 0 | 0 | 289.3 | 297 | 294.5 | 0 | 0
21:00 | -9.3 | -35.1 | 0 | 0 | 288.4 | 297 | 294.2 | 0 | 0
22:00 | -13.7 | -21.5 | 0 | 0 | 287.5 | 297 | 293.8 | 0.1 | 0
23:00 | -15.9 | -7.2 | 0 | 0 | 286.8 | 296.9 | 293.7 | 0 | 0
August
| solar | solar | direct | diffuse | outdoor | indoor | window | heating | blinds
| altitude | azimuth | radiation | radiation | temp. | temp. | temp. | load | closed
| (degrees) | (degrees) | (W-h/m2) | (W-h/m2) | (K) | (K) | (K) | (W-h/m2) | (% time)
midnight | -23.7 | 7.9 | 0 | 0 | 286.4 | 295 | 292.2 | 13.3 | 0
1:00 | -21.3 | 23.5 | 0 | 0 | 286 | 294.7 | 291.9 | 14.6 | 0
2:00 | -16.6 | 38.1 | 0 | 0 | 285.9 | 294.6 | 291.7 | 16.2 | 0
3:00 | -10.1 | 51.6 | 0 | 0 | 285.4 | 294.4 | 291.5 | 17.4 | 0
4:00 | -2.4 | 64.1 | 0 | 0 | 285.1 | 294.3 | 291.3 | 19.6 | 0
5:00 | 6 | 75.9 | 12.7 | 19 | 285.3 | 294.4 | 291.7 | 18.7 | 0
6:00 | 15.1 | 87.6 | 5.8 | 45.6 | 285.9 | 294.6 | 292.2 | 17.7 | 0
7:00 | 24.2 | 99.7 | 0 | 76 | 286.5 | 295 | 293 | 17.7 | 0
8:00 | 32.9 | 113.1 | 0 | 96.4 | 287.3 | 296.8 | 294.6 | 0 | 0
9:00 | 40.7 | 128.5 | 0 | 119 | 288.2 | 296.9 | 295.2 | 0 | 0
10:00 | 46.9 | 146.9 | 0 | 144.3 | 289.3 | 296.9 | 295.9 | 0 | 0
11:00 | 50.3 | 168.5 | 0 | 156.9 | 290.4 | 296.9 | 296.5 | 0 | 0
noon | 50.3 | -168.5 | 0 | 169.1 | 291.3 | 297.3 | 297 | 0 | 0
13:00 | 46.9 | -146.9 | 0 | 150.2 | 292 | 297.4 | 297.1 | 0 | 0
14:00 | 40.7 | -128.5 | 0 | 130.8 | 292.5 | 297.5 | 297 | 0 | 0
15:00 | 32.9 | -113.1 | 0 | 103.7 | 292.6 | 297.5 | 296.9 | 0 | 0
16:00 | 24.2 | -99.7 | 0 | 76.7 | 292.2 | 297.4 | 296.6 | 0 | 0
17:00 | 15.1 | -87.6 | 6.3 | 56.4 | 291.7 | 297.6 | 296 | 0 | 0
18:00 | 6 | -75.9 | 24.9 | 35.1 | 290.9 | 297.3 | 295.8 | 0 | 0
19:00 | -2.4 | -64.1 | 0 | 6 | 289.9 | 297 | 295 | 0 | 0
20:00 | -10.1 | -51.6 | 0 | 0 | 289 | 297.4 | 294.4 | 0 | 0
21:00 | -16.6 | -38.1 | 0 | 0 | 288.1 | 296.9 | 294.1 | 0 | 0
22:00 | -21.3 | -23.5 | 0 | 0 | 287.3 | 296.9 | 293.7 | 0 | 0
23:00 | -23.7 | -7.9 | 0 | 0 | 286.6 | 296.7 | 293.4 | 0 | 0
September
| solar | solar | direct | diffuse | outdoor | indoor | window | heating | blinds
| altitude | azimuth | radiation | radiation | temp. | temp. | temp. | load | closed
| (degrees) | (degrees) | (W-h/m2) | (W-h/m2) | (K) | (K) | (K) | (W-h/m2) | (% time)
midnight | -35.1 | 9.1 | 0 | 0 | 284.9 | 295.1 | 291.8 | 42 | 0
1:00 | -32.3 | 26.9 | 0 | 0 | 284.8 | 294.8 | 291.5 | 42 | 0
2:00 | -27.1 | 43.1 | 0 | 0 | 284.5 | 294.6 | 291.3 | 41.5 | 0
3:00 | -20 | 57.5 | 0 | 0 | 284.3 | 294.5 | 291.1 | 40.9 | 0
4:00 | -11.8 | 70.6 | 0 | 0 | 284.1 | 294.4 | 291 | 41.7 | 0
5:00 | -3 | 82.8 | 0 | 0.3 | 284 | 294.3 | 291 | 43.8 | 0
6:00 | 6 | 94.7 | 0 | 19.9 | 284.3 | 294.3 | 291.2 | 41.8 | 0
7:00 | 15 | 107 | 0 | 44.4 | 284.7 | 294.5 | 291.7 | 36.9 | 0
8:00 | 23.3 | 120.2 | 0 | 67.9 | 285.4 | 297 | 293.4 | 0.4 | 0
9:00 | 30.6 | 135 | 0 | 89.9 | 286.1 | 296.9 | 294 | 0.5 | 0
10:00 | 36 | 151.7 | 0 | 104.9 | 286.8 | 297.1 | 294.5 | 0.3 | 0
11:00 | 39 | 170.3 | 0 | 105.9 | 287.6 | 296.9 | 294.8 | 0.2 | 0
noon | 39 | -170.3 | 0 | 104.9 | 288.3 | 296.8 | 295.1 | 0.1 | 0
13:00 | 36 | -151.7 | 0 | 101.4 | 288.9 | 296.8 | 295.5 | 0.2 | 0
14:00 | 30.6 | -135 | 0 | 92.6 | 289.4 | 297 | 295.5 | 0.1 | 0
15:00 | 23.3 | -120.2 | 0 | 73.2 | 289.5 | 297.2 | 295.2 | 0.2 | 0
16:00 | 15 | -107 | 0 | 44.6 | 289.3 | 297 | 294.9 | 0 | 0
17:00 | 6 | -94.7 | 0 | 23.9 | 288.6 | 296.7 | 294.6 | 0.2 | 0
18:00 | -3 | -82.8 | 0 | 2.4 | 287.8 | 297 | 294 | 0.2 | 0
19:00 | -11.8 | -70.6 | 0 | 0 | 287.1 | 297 | 293.7 | 0.4 | 0
20:00 | -20 | -57.5 | 0 | 0 | 286.5 | 296.6 | 293.4 | 0.7 | 0
21:00 | -27.1 | -43.1 | 0 | 0 | 285.9 | 296.8 | 293 | 0.5 | 0
22:00 | -32.3 | -26.9 | 0 | 0 | 285.3 | 296.5 | 293.2 | 0.6 | 0
23:00 | -35.1 | -9.1 | 0 | 0 | 285 | 296.5 | 292.8 | 0.7 | 0
October
| solar | solar | direct | diffuse | outdoor | indoor | window | heating | blinds
| altitude | azimuth | radiation | radiation | temp. | temp. | temp. | load | closed
| (degrees) | (degrees) | (W-h/m2) | (W-h/m2) | (K) | (K) | (K) | (W-h/m2) | (% time)
midnight | -47 | 10.8 | 0 | 0 | 282.1 | 294.3 | 290.3 | 57.2 | 0
1:00 | -43.7 | 31.4 | 0 | 0 | 282.1 | 294.2 | 290.2 | 56.2 | 0
2:00 | -37.8 | 49.3 | 0 | 0 | 282 | 294.2 | 290.2 | 57.7 | 0
3:00 | -30.1 | 64.6 | 0 | 0 | 281.8 | 294.1 | 290.1 | 58.6 | 0
4:00 | -21.5 | 78 | 0 | 0 | 281.8 | 294.1 | 290.1 | 60.1 | 0
5:00 | -12.4 | 90.2 | 0 | 0 | 281.7 | 294.1 | 290 | 64.8 | 0
6:00 | -3.4 | 102 | 0 | 0.8 | 281.8 | 294.1 | 290.1 | 65.5 | 0
7:00 | 5.2 | 114 | 0 | 16.8 | 282.2 | 294.1 | 290.4 | 64.3 | 0
8:00 | 13 | 126.6 | 0 | 37.6 | 282.6 | 296.2 | 291.5 | 0.6 | 0
9:00 | 19.7 | 140.4 | 0 | 61.3 | 283.3 | 295.9 | 292.7 | 1.1 | 0
10:00 | 24.5 | 155.5 | 0 | 70.4 | 283.9 | 296.1 | 292.9 | 0.8 | 0
11:00 | 27.1 | 171.7 | 0 | 81.3 | 284.6 | 296.2 | 293.1 | 0.7 | 0
noon | 27.1 | -171.7 | 0 | 79 | 285.1 | 296.1 | 293.5 | 0.8 | 0
13:00 | 24.5 | -155.5 | 0 | 65.6 | 285.4 | 295.9 | 293.4 | 0.7 | 0
14:00 | 19.7 | -140.4 | 0 | 49.7 | 285.5 | 296.1 | 293 | 0.7 | 0
15:00 | 13 | -126.6 | 0 | 33.4 | 285.3 | 296.2 | 292.9 | 0.5 | 0
16:00 | 5.2 | -114 | 0 | 14.6 | 284.7 | 296 | 292.4 | 0.6 | 0
17:00 | -3.4 | -102 | 0 | 0.4 | 284.1 | 296.1 | 292.2 | 0.7 | 0
18:00 | -12.4 | -90.2 | 0 | 0 | 283.5 | 296 | 292 | 0.9 | 0
19:00 | -21.5 | -78 | 0 | 0 | 283.1 | 296.1 | 291.8 | 0.8 | 0
20:00 | -30.1 | -64.6 | 0 | 0 | 282.8 | 296.2 | 291.8 | 0.6 | 0
21:00 | -37.8 | -49.3 | 0 | 0 | 282.5 | 296 | 291.6 | 0.9 | 0
22:00 | -43.7 | -31.4 | 0 | 0 | 282.4 | 296 | 291.6 | 0.7 | 0
23:00 | -47 | -10.8 | 0 | 0 | 282.2 | 296.1 | 291.5 | 0.6 | 0
November
| solar | solar | direct | diffuse | outdoor | indoor | window | heating | blinds
| altitude | azimuth | radiation | radiation | temp. | temp. | temp. | load | closed
| (degrees) | (degrees) | (W-h/m2) | (W-h/m2) | (K) | (K) | (K) | (W-h/m2) | (% time)
midnight | -56.2 | 12.8 | 0 | 0 | 278.9 | 294.1 | 289.1 | 102.6 | 0
1:00 | -52.4 | 36.3 | 0 | 0 | 278.8 | 294.1 | 289.1 | 103.4 | 0
2:00 | -45.8 | 55.6 | 0 | 0 | 278.6 | 294.1 | 289.1 | 109.5 | 0
3:00 | -37.7 | 71.1 | 0 | 0 | 278.5 | 294.1 | 289 | 105.9 | 0
4:00 | -28.8 | 84.3 | 0 | 0 | 278.4 | 294.1 | 289 | 101.8 | 0
5:00 | -19.7 | 96.2 | 0 | 0 | 278.4 | 294.1 | 289 | 105.3 | 0
6:00 | -10.7 | 107.7 | 0 | 0 | 278.3 | 294.1 | 289 | 105.6 | 0
7:00 | -2.4 | 119.2 | 0 | 1 | 278.2 | 294.1 | 288.9 | 106.2 | 0
8:00 | 5 | 131.2 | 0 | 16 | 278.4 | 295.5 | 289.8 | 1.5 | 0
9:00 | 11.1 | 144.1 | 0 | 30.1 | 278.8 | 296 | 290.6 | 1.7 | 0
10:00 | 15.5 | 157.9 | 0 | 45.9 | 279.2 | 295.9 | 291.1 | 2.2 | 0
11:00 | 17.8 | 172.5 | 0 | 57.8 | 279.7 | 295.9 | 291 | 1.8 | 0
noon | 17.8 | -172.5 | 0 | 55.3 | 280.1 | 295.8 | 291.5 | 1.7 | 0
13:00 | 15.5 | -157.9 | 0 | 47.3 | 280.3 | 295.8 | 291.3 | 1.9 | 0
14:00 | 11.1 | -144.1 | 0 | 30.2 | 280.4 | 296.1 | 291.1 | 1.6 | 0
15:00 | 5 | -131.2 | 0 | 12.9 | 280.2 | 295.6 | 291 | 1.7 | 0
16:00 | -2.4 | -119.2 | 0 | 0 | 280 | 295.8 | 290.8 | 1.7 | 0
17:00 | -10.7 | -107.7 | 0 | 0 | 279.7 | 296.2 | 290.4 | 1.4 | 0
18:00 | -19.7 | -96.2 | 0 | 0 | 279.6 | 295.6 | 290.7 | 1.8 | 0
19:00 | -28.8 | -84.3 | 0 | 0 | 279.4 | 295.9 | 290.5 | 1.4 | 0
20:00 | -37.7 | -71.1 | 0 | 0 | 279.4 | 296 | 290.5 | 2.1 | 0
21:00 | -45.8 | -55.6 | 0 | 0 | 279.2 | 295.7 | 290.7 | 1.8 | 0
22:00 | -52.4 | -36.3 | 0 | 0 | 279 | 295.8 | 290.2 | 1.5 | 0
23:00 | -56.2 | -12.8 | 0 | 0 | 278.8 | 296.1 | 290.2 | 1.6 | 0
December
| solar | solar | direct | diffuse | outdoor | indoor | window | heating | blinds
| altitude | azimuth | radiation | radiation | temp. | temp. | temp. | load | closed
| (degrees) | (degrees) | (W-h/m2) | (W-h/m2) | (K) | (K) | (K) | (W-h/m2) | (% time)
midnight | -60.2 | 13.9 | 0 | 0 | 276.9 | 294.1 | 288.5 | 107.6 | 0
1:00 | -56.1 | 39.1 | 0 | 0 | 276.8 | 294.1 | 288.5 | 111.3 | 0
2:00 | -49.2 | 58.9 | 0 | 0 | 276.8 | 294.1 | 288.5 | 111.7 | 0
3:00 | -40.9 | 74.4 | 0 | 0 | 276.8 | 294.1 | 288.5 | 111.7 | 0
4:00 | -31.9 | 87.4 | 0 | 0 | 276.9 | 294.1 | 288.5 | 109 | 0
5:00 | -22.8 | 99.1 | 0 | 0 | 277 | 294.1 | 288.5 | 112 | 0
6:00 | -14 | 110.2 | 0 | 0 | 276.9 | 294.1 | 288.5 | 109.2 | 0
7:00 | -5.8 | 121.5 | 0 | 0 | 276.9 | 294.1 | 288.5 | 106.4 | 0
8:00 | 1.4 | 133.2 | 0 | 1.8 | 277.1 | 295.2 | 290.2 | 1.9 | 0
9:00 | 7.3 | 145.7 | 0 | 14.9 | 277.3 | 296.4 | 289.6 | 2 | 0
10:00 | 11.6 | 158.9 | 0 | 28.6 | 277.7 | 295.8 | 290.7 | 2.7 | 0
11:00 | 13.8 | 172.9 | 0 | 36.8 | 277.9 | 296.1 | 290.3 | 2.7 | 0
noon | 13.8 | -172.9 | 0 | 37.9 | 278.2 | 295.6 | 290.8 | 2.3 | 0
13:00 | 11.6 | -158.9 | 0 | 29 | 278.4 | 296.1 | 290.5 | 1.9 | 0
14:00 | 7.3 | -145.7 | 0 | 18.1 | 278.3 | 295.9 | 290.4 | 2.3 | 0
15:00 | 1.4 | -133.2 | 0 | 4.7 | 278.2 | 296 | 290.2 | 2 | 0
16:00 | -5.8 | -121.5 | 0 | 0 | 277.8 | 295.8 | 290.1 | 2.1 | 0
17:00 | -14 | -110.2 | 0 | 0 | 277.7 | 295.9 | 289.8 | 2 | 0
18:00 | -22.8 | -99.1 | 0 | 0 | 277.5 | 295.7 | 290 | 2.6 | 0
19:00 | -31.9 | -87.4 | 0 | 0 | 277.5 | 295.8 | 289.9 | 1.9 | 0
20:00 | -40.9 | -74.4 | 0 | 0 | 277.3 | 295.7 | 289.7 | 2 | 0
21:00 | -49.2 | -58.9 | 0 | 0 | 277.1 | 296.2 | 289.6 | 1.8 | 0
22:00 | -56.1 | -39.1 | 0 | 0 | 277.1 | 295.7 | 289.8 | 2.3 | 0
23:00 | -60.2 | -13.9 | 0 | 0 | 277 | 295.7 | 289.7 | 2.2 | 0

## Sheet26
Scenario Two (yellow)
Tue Dec 03 2019 23:11:32 GMT+0000 (Greenwich Mean Time)
Setup Information:
Building
Location | UK - London
Building length, side A | N/A
Building length, side B | N/A
Simulation Type
Simulation Type | one_sided
Window Description
Typology | dgu_nb
Glazing Type | clear
Window Area | 26%
Wall Description
Insulation R-Value | 99999999.9 m2-K/W
Occupancy
Type | Low-rise Residential
Occupancy Load | 0.000 people per m2
Lighting Requirements | 400 lux
Equipment Load | 0.00 W/m2
Room Ventilation
Air Change Rate per Occupant | 15.0 liters / sec per person
Total Air Change Rate | 0.0 roomfuls per hour
Lighting Control
Lighting Control | lights do not respond to daylight: all lights fully on while building is occupied
Representative Room
Orientation | north
Room Depth | 27 m
Room Width | 5 m
Room Height | 2.2 m
Thermal Mass
Thermal Mass | none
Overhang
Overhang Depth | 0 m
Roof
Roof Type | adiabatic roof
Simulation Results:
Primary Energy Use and CO2 Emissions
| heating | cooling | lighting | total | CO2
| energy | energy | energy | energy | emissions
| (kWh/m2) | (kWh/m2) | (kWh/m2) | (kWh/m2) | (kg/m2)
January | 33.9 | 0 | 7.3 | 41.2 | 8.2
February | 28.2 | 0 | 6.6 | 34.8 | 7
March | 32.1 | 0 | 7.3 | 39.4 | 7.9
April | 25.8 | 0 | 7.1 | 32.9 | 6.6
May | 18.7 | 0 | 7.3 | 26 | 5.2
June | 9.4 | 0 | 7.1 | 16.5 | 3.3
July | 4.2 | 0 | 7.3 | 11.5 | 2.3
August | 4.2 | 0 | 7.3 | 11.5 | 2.3
September | 10.1 | 0 | 7.1 | 17.2 | 3.4
October | 15.4 | 0 | 7.3 | 22.7 | 4.5
November | 26 | 0 | 7.1 | 33.1 | 6.6
December | 28.3 | 0 | 7.3 | 35.6 | 7.1
Total | 236.3 | 0 | 86.1 | 322.4 | 64.5 | yearly energy
January
| solar | solar | direct | diffuse | outdoor | indoor | window | heating | blinds
| altitude | azimuth | radiation | radiation | temp. | temp. | temp. | load | closed
| (degrees) | (degrees) | (W-h/m2) | (W-h/m2) | (K) | (K) | (K) | (W-h/m2) | (% time)
midnight | -58.1 | 13.3 | 0 | 0 | 275.9 | 294.1 | 288.2 | 135 | 0
1:00 | -54.2 | 37.6 | 0 | 0 | 275.8 | 294.1 | 288.2 | 134.3 | 0
2:00 | -47.5 | 57.1 | 0 | 0 | 275.8 | 294.1 | 288.2 | 132.7 | 0
3:00 | -39.2 | 72.7 | 0 | 0 | 275.7 | 294.1 | 288.1 | 128.5 | 0
4:00 | -30.2 | 85.8 | 0 | 0 | 275.6 | 294.1 | 288.1 | 131.2 | 0
5:00 | -21.1 | 97.6 | 0 | 0 | 275.6 | 294.1 | 288.1 | 131.1 | 0
6:00 | -12.3 | 108.9 | 0 | 0 | 275.5 | 294.1 | 288.1 | 128.8 | 0
7:00 | -4 | 120.3 | 0 | 0 | 275.5 | 294.1 | 288.1 | 127.6 | 0
8:00 | 3.3 | 132.2 | 0 | 5.1 | 275.7 | 295 | 290.1 | 2.3 | 0
9:00 | 9.3 | 144.9 | 0 | 20.2 | 276.1 | 296.1 | 289.1 | 2.2 | 0
10:00 | 13.6 | 158.4 | 0 | 34.6 | 276.5 | 296.2 | 289.9 | 2.7 | 0
11:00 | 15.9 | 172.7 | 0 | 40.5 | 276.7 | 295.6 | 290.4 | 3.1 | 0
noon | 15.9 | -172.7 | 0 | 42.7 | 277.2 | 295.8 | 290.2 | 2.7 | 0
13:00 | 13.6 | -158.4 | 0 | 38.1 | 277.6 | 296 | 290.4 | 2.3 | 0
14:00 | 9.3 | -144.9 | 0 | 26.7 | 277.5 | 295.5 | 290.3 | 3 | 0
15:00 | 3.3 | -132.2 | 0 | 13.2 | 277.3 | 295.9 | 289.8 | 2.5 | 0
16:00 | -4 | -120.3 | 0 | 0.6 | 277 | 295.8 | 289.7 | 2.5 | 0
17:00 | -12.3 | -108.9 | 0 | 0 | 276.8 | 295.9 | 289.6 | 2.9 | 0
18:00 | -21.1 | -97.6 | 0 | 0 | 276.5 | 295.5 | 289.6 | 3.4 | 0
19:00 | -30.2 | -85.8 | 0 | 0 | 276.3 | 295.7 | 289.6 | 2.6 | 0
20:00 | -39.2 | -72.7 | 0 | 0 | 276.1 | 295.9 | 289.3 | 2.6 | 0
21:00 | -47.5 | -57.1 | 0 | 0 | 276.1 | 295.8 | 289.4 | 3.3 | 0
22:00 | -54.2 | -37.6 | 0 | 0 | 276 | 295.9 | 289.4 | 2.8 | 0
23:00 | -58.1 | -13.3 | 0 | 0 | 275.9 | 295.6 | 289.3 | 3 | 0
February
| solar | solar | direct | diffuse | outdoor | indoor | window | heating | blinds
| altitude | azimuth | radiation | radiation | temp. | temp. | temp. | load | closed
| (degrees) | (degrees) | (W-h/m2) | (W-h/m2) | (K) | (K) | (K) | (W-h/m2) | (% time)
midnight | -50.4 | 11.4 | 0 | 0 | 275.4 | 294.1 | 288 | 115.2 | 0
1:00 | -46.9 | 33 | 0 | 0 | 275.3 | 294.1 | 288 | 109.7 | 0
2:00 | -40.8 | 51.4 | 0 | 0 | 275.2 | 294.1 | 288 | 113.9 | 0
3:00 | -32.9 | 66.9 | 0 | 0 | 275.2 | 294.1 | 288 | 120.4 | 0
4:00 | -24.2 | 80.2 | 0 | 0 | 275.2 | 294.1 | 288 | 122.4 | 0
5:00 | -15.1 | 92.3 | 0 | 0 | 275.1 | 294.1 | 287.9 | 127 | 0
6:00 | -6.1 | 104 | 0 | 0 | 275.1 | 294.1 | 287.9 | 126.8 | 0
7:00 | 2.4 | 115.9 | 0 | 2.3 | 275.1 | 294.1 | 288 | 130.5 | 0
8:00 | 10.1 | 128.3 | 0 | 20.6 | 275.5 | 295.3 | 289.4 | 2.4 | 0
9:00 | 16.5 | 141.8 | 0 | 40.4 | 276.1 | 296.5 | 289.7 | 2.3 | 0
10:00 | 21.2 | 156.4 | 0 | 55.1 | 276.7 | 295.8 | 290.2 | 3.2 | 0
11:00 | 23.7 | 172 | 0 | 60.6 | 277.3 | 295.5 | 290.6 | 3.2 | 0
noon | 23.7 | -172 | 0 | 65.1 | 277.9 | 296 | 290.7 | 2.4 | 0
13:00 | 21.2 | -156.4 | 0 | 57 | 278.4 | 295.8 | 290.9 | 2.5 | 0
14:00 | 16.5 | -141.8 | 0 | 53.5 | 278.5 | 295.6 | 290.8 | 2.7 | 0
15:00 | 10.1 | -128.3 | 0 | 36 | 278.3 | 296 | 290.4 | 2.4 | 0
16:00 | 2.4 | -115.9 | 0 | 14.5 | 277.7 | 295.5 | 290.2 | 2.5 | 0
17:00 | -6.1 | -104 | 0 | 0.3 | 277.1 | 295.8 | 289.6 | 2.4 | 0
18:00 | -15.1 | -92.3 | 0 | 0 | 276.7 | 296.1 | 289.7 | 2.2 | 0
19:00 | -24.2 | -80.2 | 0 | 0 | 276.3 | 295.5 | 289.5 | 3.5 | 0
20:00 | -32.9 | -66.9 | 0 | 0 | 276 | 295.9 | 289.2 | 2.5 | 0
21:00 | -40.8 | -51.4 | 0 | 0 | 275.7 | 296 | 289.2 | 2.4 | 0
22:00 | -46.9 | -33 | 0 | 0 | 275.5 | 295.9 | 289.4 | 2.4 | 0
23:00 | -50.4 | -11.4 | 0 | 0 | 275.4 | 295.9 | 289.4 | 2.3 | 0
March
| solar | solar | direct | diffuse | outdoor | indoor | window | heating | blinds
| altitude | azimuth | radiation | radiation | temp. | temp. | temp. | load | closed
| (degrees) | (degrees) | (W-h/m2) | (W-h/m2) | (K) | (K) | (K) | (W-h/m2) | (% time)
midnight | -39 | 9.6 | 0 | 0 | 276.9 | 294.1 | 288.5 | 127.1 | 0
1:00 | -36 | 28.2 | 0 | 0 | 276.8 | 294.1 | 288.5 | 131 | 0
2:00 | -30.6 | 45 | 0 | 0 | 276.7 | 294.1 | 288.4 | 135.2 | 0
3:00 | -23.4 | 59.7 | 0 | 0 | 276.5 | 294.1 | 288.4 | 127.7 | 0
4:00 | -15 | 72.9 | 0 | 0 | 276.3 | 294.1 | 288.3 | 129 | 0
5:00 | -6.1 | 85.2 | 0 | 0 | 276.4 | 294.1 | 288.3 | 123.7 | 0
6:00 | 2.9 | 97.1 | 0 | 4.1 | 276.6 | 294.1 | 288.4 | 116.2 | 0
7:00 | 11.8 | 109.3 | 0 | 24.9 | 276.9 | 294.1 | 288.8 | 112.9 | 0
8:00 | 20 | 122.4 | 0 | 48.1 | 277.4 | 295.9 | 289.8 | 1.8 | 0
9:00 | 27 | 136.9 | 0 | 66.7 | 278 | 295.7 | 290.9 | 2.2 | 0
10:00 | 32.2 | 153.1 | 0 | 85.8 | 278.8 | 296 | 291.1 | 1.9 | 0
11:00 | 35.1 | 170.8 | 0 | 100 | 279.8 | 295.7 | 291.8 | 2.1 | 0
noon | 35.1 | -170.8 | 0 | 101.7 | 280.5 | 296.2 | 291.8 | 1.7 | 0
13:00 | 32.2 | -153.1 | 0 | 93 | 281.2 | 295.9 | 292 | 1.6 | 0
14:00 | 27 | -136.9 | 0 | 79.8 | 281.5 | 296.2 | 291.9 | 1.6 | 0
15:00 | 20 | -122.4 | 0 | 58.9 | 281.4 | 295.9 | 291.9 | 1.9 | 0
16:00 | 11.8 | -109.3 | 0 | 34.5 | 280.9 | 296.1 | 291.2 | 1.7 | 0
17:00 | 2.9 | -97.1 | 0 | 15.4 | 280.1 | 295.7 | 291.1 | 2.3 | 0
18:00 | -6.1 | -85.2 | 0 | 0 | 279.4 | 295.7 | 290.6 | 1.7 | 0
19:00 | -15 | -72.9 | 0 | 0 | 278.7 | 295.9 | 290.1 | 2.2 | 0
20:00 | -23.4 | -59.7 | 0 | 0 | 278.2 | 295.7 | 290.1 | 2.6 | 0
21:00 | -30.6 | -45 | 0 | 0 | 277.8 | 296 | 289.8 | 2.6 | 0
22:00 | -36 | -28.2 | 0 | 0 | 277.3 | 295.9 | 289.8 | 3.2 | 0
23:00 | -39 | -9.6 | 0 | 0 | 277.1 | 295.9 | 289.9 | 3 | 0
April
| solar | solar | direct | diffuse | outdoor | indoor | window | heating | blinds
| altitude | azimuth | radiation | radiation | temp. | temp. | temp. | load | closed
| (degrees) | (degrees) | (W-h/m2) | (W-h/m2) | (K) | (K) | (K) | (W-h/m2) | (% time)
midnight | -27.1 | 8.3 | 0 | 0 | 278.5 | 294.1 | 289 | 104.4 | 0
1:00 | -24.5 | 24.4 | 0 | 0 | 278.2 | 294.1 | 288.9 | 102.5 | 0
2:00 | -19.7 | 39.5 | 0 | 0 | 278 | 294.1 | 288.9 | 104.1 | 0
3:00 | -13.1 | 53.3 | 0 | 0 | 277.7 | 294.1 | 288.8 | 106.2 | 0
4:00 | -5.2 | 66 | 0 | 0 | 277.4 | 294.1 | 288.7 | 105.1 | 0
5:00 | 3.4 | 78 | 3 | 8 | 277.6 | 294.1 | 288.8 | 104 | 0
6:00 | 12.4 | 89.8 | 0.4 | 33.9 | 278.1 | 294.1 | 289.2 | 107.2 | 0
7:00 | 21.5 | 102 | 0 | 60.7 | 278.8 | 294.1 | 289.8 | 103.7 | 0
8:00 | 30.1 | 115.3 | 0 | 79.7 | 279.5 | 296.7 | 291 | 1.4 | 0
9:00 | 37.7 | 130.6 | 0 | 102.3 | 280.6 | 296.3 | 291.6 | 2.4 | 0
10:00 | 43.7 | 148.5 | 0 | 121.4 | 281.5 | 296.1 | 292.4 | 2 | 0
11:00 | 47 | 169.1 | 0 | 133.9 | 282.5 | 295.8 | 293 | 1.6 | 0
noon | 47 | -169.1 | 0 | 135.6 | 283.5 | 295.8 | 293.5 | 1.2 | 0
13:00 | 43.7 | -148.5 | 0 | 127.4 | 284.2 | 296.3 | 293.7 | 1 | 0
14:00 | 37.7 | -130.6 | 0 | 116.3 | 284.7 | 296.4 | 293.5 | 0.9 | 0
15:00 | 30.1 | -115.3 | 0 | 86.8 | 285 | 295.9 | 293.2 | 0.9 | 0
16:00 | 21.5 | -102 | 0 | 66.8 | 284.7 | 296.2 | 293 | 0.7 | 0
17:00 | 12.4 | -89.8 | 0.5 | 41.3 | 283.9 | 295.9 | 292.4 | 1.1 | 0
18:00 | 3.4 | -78 | 12.3 | 16.4 | 283 | 295.8 | 292 | 1.3 | 0
19:00 | -5.2 | -66 | 0 | 0 | 282 | 296 | 291.1 | 1 | 0
20:00 | -13.1 | -53.3 | 0 | 0 | 281 | 296.2 | 291.2 | 1.4 | 0
21:00 | -19.7 | -39.5 | 0 | 0 | 280 | 295.4 | 290.9 | 1.9 | 0
22:00 | -24.5 | -24.4 | 0 | 0 | 279.3 | 295.7 | 290.2 | 1.9 | 0
23:00 | -27.1 | -8.3 | 0 | 0 | 278.6 | 295.9 | 290.2 | 2.1 | 0
May
| solar | solar | direct | diffuse | outdoor | indoor | window | heating | blinds
| altitude | azimuth | radiation | radiation | temp. | temp. | temp. | load | closed
| (degrees) | (degrees) | (W-h/m2) | (W-h/m2) | (K) | (K) | (K) | (W-h/m2) | (% time)
midnight | -17.9 | 7.4 | 0 | 0 | 281 | 294.1 | 289.8 | 74.7 | 0
1:00 | -15.5 | 22 | 0 | 0 | 280.8 | 294.1 | 289.7 | 75.4 | 0
2:00 | -11.1 | 35.8 | 0 | 0 | 280.5 | 294.1 | 289.7 | 75.8 | 0
3:00 | -5 | 48.7 | 0 | 0 | 280.2 | 294.1 | 289.5 | 74.5 | 0
4:00 | 2.4 | 60.8 | 12.8 | 10.9 | 280.2 | 294.1 | 289.8 | 76.5 | 0
5:00 | 10.7 | 72.3 | 41.5 | 40.6 | 280.5 | 294.1 | 290.5 | 75.8 | 0
6:00 | 19.6 | 83.7 | 18 | 62.9 | 280.9 | 294.1 | 290.6 | 75.9 | 0
7:00 | 28.7 | 95.6 | 0 | 84.8 | 281.8 | 294.1 | 291 | 67.4 | 0
8:00 | 37.6 | 108.8 | 0 | 101.3 | 282.7 | 295.8 | 292.5 | 0.8 | 0
9:00 | 45.8 | 124.4 | 0 | 131.7 | 283.7 | 295.8 | 293.5 | 1 | 0
10:00 | 52.4 | 143.6 | 0 | 145.9 | 284.8 | 296 | 294.1 | 0.7 | 0
11:00 | 56.2 | 167.2 | 0 | 152.2 | 285.8 | 296.1 | 294.2 | 0.4 | 0
noon | 56.2 | -167.2 | 0 | 145.7 | 286.8 | 296.3 | 294.5 | 0.3 | 0
13:00 | 52.4 | -143.6 | 0 | 137.1 | 287.6 | 296.5 | 294.8 | 0.3 | 0
14:00 | 45.8 | -124.4 | 0 | 134.2 | 288 | 296.2 | 294.8 | 0.4 | 0
15:00 | 37.6 | -108.8 | 0 | 116.3 | 288 | 296 | 295 | 0.4 | 0
16:00 | 28.7 | -95.6 | 0 | 97.6 | 287.9 | 296.2 | 294.5 | 0.3 | 0
17:00 | 19.6 | -83.7 | 19 | 74.3 | 287.3 | 296.2 | 294 | 0.3 | 0
18:00 | 10.7 | -72.3 | 47.9 | 48.7 | 286.3 | 296 | 293.6 | 0.2 | 0
19:00 | 2.4 | -60.8 | 25.2 | 18.1 | 285.1 | 296.1 | 293.1 | 0.3 | 0
20:00 | -5 | -48.7 | 0 | 0 | 284 | 296 | 292.2 | 0.6 | 0
21:00 | -11.1 | -35.8 | 0 | 0 | 283.1 | 295.7 | 291.8 | 0.5 | 0
22:00 | -15.5 | -22 | 0 | 0 | 282.3 | 295.9 | 291.4 | 0.8 | 0
23:00 | -17.9 | -7.4 | 0 | 0 | 281.5 | 295.8 | 291.2 | 0.8 | 0
June
| solar | solar | direct | diffuse | outdoor | indoor | window | heating | blinds
| altitude | azimuth | radiation | radiation | temp. | temp. | temp. | load | closed
| (degrees) | (degrees) | (W-h/m2) | (W-h/m2) | (K) | (K) | (K) | (W-h/m2) | (% time)
midnight | -13.8 | 7 | 0 | 0 | 284.5 | 294.2 | 291 | 41.9 | 0
1:00 | -11.6 | 21 | 0 | 0 | 284.2 | 294.1 | 290.9 | 41 | 0
2:00 | -7.3 | 34.3 | 0 | 0 | 283.9 | 294.1 | 290.7 | 37.7 | 0
3:00 | -1.4 | 46.7 | 0 | 0 | 283.6 | 294.1 | 290.6 | 36.6 | 0
4:00 | 5.8 | 58.4 | 47 | 27.4 | 283.7 | 294.2 | 291.6 | 38.1 | 0
5:00 | 14 | 69.7 | 54.6 | 52.4 | 284.2 | 294.3 | 292.1 | 37.9 | 0
6:00 | 22.8 | 80.8 | 26.7 | 76.8 | 284.6 | 294.3 | 292.1 | 38.9 | 0
7:00 | 31.9 | 92.5 | 0 | 90.6 | 285.2 | 294.3 | 292.3 | 37.5 | 0
8:00 | 40.9 | 105.5 | 0 | 104.6 | 286.2 | 296.2 | 293.9 | 0.3 | 0
9:00 | 49.2 | 121 | 0 | 130.5 | 287.2 | 296 | 294.7 | 0.3 | 0
10:00 | 56.1 | 140.8 | 0 | 140.9 | 288.1 | 296.3 | 295.1 | 0.2 | 0
11:00 | 60.2 | 166 | 0 | 149.1 | 289.1 | 296.6 | 295.7 | 0.2 | 0
noon | 60.2 | -166 | 0 | 150.4 | 290 | 296.9 | 296.1 | 0.1 | 0
13:00 | 56.1 | -140.8 | 0 | 149.6 | 290.6 | 297.2 | 296.5 | 0 | 0
14:00 | 49.2 | -121 | 0 | 133.5 | 291 | 297 | 296.7 | 0.1 | 0
15:00 | 40.9 | -105.5 | 0 | 111.8 | 291.1 | 297.2 | 296.2 | 0 | 0
16:00 | 31.9 | -92.5 | 0 | 113.1 | 290.9 | 297.2 | 296 | 0 | 0
17:00 | 22.8 | -80.8 | 25.1 | 93.4 | 290.2 | 296.8 | 295.5 | 0.2 | 0
18:00 | 14 | -69.7 | 50.8 | 67.2 | 289.3 | 296.3 | 295.4 | 0.2 | 0
19:00 | 5.8 | -58.4 | 47.8 | 41 | 288.3 | 296.2 | 294.7 | 0.1 | 0
20:00 | -1.4 | -46.7 | 0 | 0 | 287.4 | 296.2 | 293.4 | 0.2 | 0
21:00 | -7.3 | -34.3 | 0 | 0 | 286.4 | 296.1 | 293.2 | 0.3 | 0
22:00 | -11.6 | -21 | 0 | 0 | 285.7 | 296 | 292.8 | 0.4 | 0
23:00 | -13.8 | -7 | 0 | 0 | 284.8 | 296.2 | 292.3 | 0.4 | 0
July
| solar | solar | direct | diffuse | outdoor | indoor | window | heating | blinds
| altitude | azimuth | radiation | radiation | temp. | temp. | temp. | load | closed
| (degrees) | (degrees) | (W-h/m2) | (W-h/m2) | (K) | (K) | (K) | (W-h/m2) | (% time)
midnight | -15.9 | 7.2 | 0 | 0 | 286.4 | 295.2 | 292.4 | 15.3 | 0
1:00 | -13.7 | 21.5 | 0 | 0 | 286.1 | 294.9 | 292 | 18.8 | 0
2:00 | -9.3 | 35.1 | 0 | 0 | 285.6 | 294.7 | 291.7 | 19.1 | 0
3:00 | -3.3 | 47.8 | 0 | 0 | 285.3 | 294.5 | 291.5 | 17.5 | 0
4:00 | 4 | 59.7 | 7.4 | 13.9 | 285.5 | 294.4 | 291.7 | 18.1 | 0
5:00 | 12.3 | 71 | 22.1 | 43.4 | 285.8 | 294.7 | 292.4 | 16.3 | 0
6:00 | 21.1 | 82.3 | 12.9 | 72.5 | 286.4 | 295 | 293 | 16.7 | 0
7:00 | 30.2 | 94.1 | 0 | 90.2 | 286.8 | 295.4 | 293.5 | 14.6 | 0
8:00 | 39.2 | 107.3 | 0 | 107.5 | 287.6 | 296.9 | 295.1 | 0 | 0
9:00 | 47.4 | 122.8 | 0 | 130 | 288.7 | 297.2 | 295.7 | 0 | 0
10:00 | 54.2 | 142.4 | 0 | 152.9 | 289.7 | 297.2 | 296.3 | 0 | 0
11:00 | 58.1 | 166.6 | 0 | 166.1 | 290.7 | 297.5 | 296.9 | 0 | 0
noon | 58.1 | -166.6 | 0 | 174.3 | 291.7 | 297.6 | 297.5 | 0 | 0
13:00 | 54.2 | -142.4 | 0 | 161.4 | 292.5 | 297.8 | 297.7 | 0 | 0
14:00 | 47.4 | -122.8 | 0 | 145.3 | 292.9 | 297.3 | 297.5 | 0 | 0
15:00 | 39.2 | -107.3 | 0 | 120.5 | 293 | 297.5 | 297 | 0 | 0
16:00 | 30.2 | -94.1 | 0 | 114.7 | 292.8 | 297.2 | 297.1 | 0 | 0
17:00 | 21.1 | -82.3 | 18.9 | 91.1 | 292.4 | 297.4 | 296.7 | 0 | 0
18:00 | 12.3 | -71 | 59.5 | 68.5 | 291.5 | 297.4 | 296.7 | 0 | 0
19:00 | 4 | -59.7 | 57.7 | 35.1 | 290.4 | 297.4 | 296 | 0 | 0
20:00 | -3.3 | -47.8 | 0 | 0 | 289.3 | 297 | 294.6 | 0 | 0
21:00 | -9.3 | -35.1 | 0 | 0 | 288.4 | 297.2 | 294.3 | 0 | 0
22:00 | -13.7 | -21.5 | 0 | 0 | 287.5 | 296.8 | 293.9 | 0.1 | 0
23:00 | -15.9 | -7.2 | 0 | 0 | 286.8 | 297 | 293.7 | 0 | 0
August
| solar | solar | direct | diffuse | outdoor | indoor | window | heating | blinds
| altitude | azimuth | radiation | radiation | temp. | temp. | temp. | load | closed
| (degrees) | (degrees) | (W-h/m2) | (W-h/m2) | (K) | (K) | (K) | (W-h/m2) | (% time)
midnight | -23.7 | 7.9 | 0 | 0 | 286.4 | 294.9 | 292.2 | 13.4 | 0
1:00 | -21.3 | 23.5 | 0 | 0 | 286 | 294.7 | 291.9 | 14.6 | 0
2:00 | -16.6 | 38.1 | 0 | 0 | 285.9 | 294.5 | 291.7 | 16.3 | 0
3:00 | -10.1 | 51.6 | 0 | 0 | 285.4 | 294.4 | 291.4 | 17.4 | 0
4:00 | -2.4 | 64.1 | 0 | 0 | 285.1 | 294.3 | 291.3 | 19.7 | 0
5:00 | 6 | 75.9 | 12.7 | 19 | 285.3 | 294.4 | 291.6 | 18.8 | 0
6:00 | 15.1 | 87.6 | 5.8 | 45.6 | 285.9 | 294.6 | 292.1 | 17.7 | 0
7:00 | 24.2 | 99.7 | 0 | 76 | 286.5 | 295 | 293 | 17.7 | 0
8:00 | 32.9 | 113.1 | 0 | 96.4 | 287.3 | 296.8 | 294.6 | 0 | 0
9:00 | 40.7 | 128.5 | 0 | 119 | 288.2 | 297.1 | 295.2 | 0 | 0
10:00 | 46.9 | 146.9 | 0 | 144.3 | 289.3 | 297.1 | 295.8 | 0 | 0
11:00 | 50.3 | 168.5 | 0 | 156.9 | 290.4 | 297 | 296.5 | 0 | 0
noon | 50.3 | -168.5 | 0 | 169.1 | 291.3 | 297.3 | 297 | 0 | 0
13:00 | 46.9 | -146.9 | 0 | 150.2 | 292 | 297.4 | 297.1 | 0 | 0
14:00 | 40.7 | -128.5 | 0 | 130.8 | 292.5 | 297.3 | 297.2 | 0 | 0
15:00 | 32.9 | -113.1 | 0 | 103.7 | 292.6 | 297.6 | 296.8 | 0 | 0
16:00 | 24.2 | -99.7 | 0 | 76.7 | 292.2 | 297.4 | 296.5 | 0 | 0
17:00 | 15.1 | -87.6 | 6.3 | 56.4 | 291.7 | 297.6 | 295.9 | 0 | 0
18:00 | 6 | -75.9 | 24.9 | 35.1 | 290.9 | 297.4 | 295.6 | 0 | 0
19:00 | -2.4 | -64.1 | 0 | 6 | 289.9 | 297.2 | 295 | 0 | 0
20:00 | -10.1 | -51.6 | 0 | 0 | 289 | 297.1 | 294.6 | 0 | 0
21:00 | -16.6 | -38.1 | 0 | 0 | 288.1 | 297 | 294.1 | 0 | 0
22:00 | -21.3 | -23.5 | 0 | 0 | 287.3 | 296.5 | 293.6 | 0 | 0
23:00 | -23.7 | -7.9 | 0 | 0 | 286.6 | 296.6 | 293.4 | 0 | 0
September
| solar | solar | direct | diffuse | outdoor | indoor | window | heating | blinds
| altitude | azimuth | radiation | radiation | temp. | temp. | temp. | load | closed
| (degrees) | (degrees) | (W-h/m2) | (W-h/m2) | (K) | (K) | (K) | (W-h/m2) | (% time)
midnight | -35.1 | 9.1 | 0 | 0 | 284.9 | 295.1 | 291.8 | 42 | 0
1:00 | -32.3 | 26.9 | 0 | 0 | 284.8 | 294.8 | 291.6 | 42 | 0
2:00 | -27.1 | 43.1 | 0 | 0 | 284.5 | 294.6 | 291.3 | 41.5 | 0
3:00 | -20 | 57.5 | 0 | 0 | 284.3 | 294.5 | 291.1 | 41 | 0
4:00 | -11.8 | 70.6 | 0 | 0 | 284.1 | 294.4 | 291 | 41.7 | 0
5:00 | -3 | 82.8 | 0 | 0.3 | 284 | 294.3 | 291 | 43.8 | 0
6:00 | 6 | 94.7 | 0 | 19.9 | 284.3 | 294.3 | 291.2 | 41.8 | 0
7:00 | 15 | 107 | 0 | 44.4 | 284.7 | 294.5 | 291.7 | 36.9 | 0
8:00 | 23.3 | 120.2 | 0 | 67.9 | 285.4 | 297 | 293.5 | 0.4 | 0
9:00 | 30.6 | 135 | 0 | 89.9 | 286.1 | 297 | 294 | 0.5 | 0
10:00 | 36 | 151.7 | 0 | 104.9 | 286.8 | 297 | 294.7 | 0.3 | 0
11:00 | 39 | 170.3 | 0 | 105.9 | 287.6 | 296.9 | 294.9 | 0.2 | 0
noon | 39 | -170.3 | 0 | 104.9 | 288.3 | 296.9 | 295.2 | 0.1 | 0
13:00 | 36 | -151.7 | 0 | 101.4 | 288.9 | 296.9 | 295.4 | 0.2 | 0
14:00 | 30.6 | -135 | 0 | 92.6 | 289.4 | 297.1 | 295.3 | 0.1 | 0
15:00 | 23.3 | -120.2 | 0 | 73.2 | 289.5 | 297.2 | 295.3 | 0.2 | 0
16:00 | 15 | -107 | 0 | 44.6 | 289.3 | 297.1 | 294.7 | 0.1 | 0
17:00 | 6 | -94.7 | 0 | 23.9 | 288.6 | 296.9 | 294.5 | 0.1 | 0
18:00 | -3 | -82.8 | 0 | 2.4 | 287.8 | 296.6 | 294 | 0.2 | 0
19:00 | -11.8 | -70.6 | 0 | 0 | 287.1 | 296.9 | 293.6 | 0.3 | 0
20:00 | -20 | -57.5 | 0 | 0 | 286.5 | 296.7 | 293.5 | 0.5 | 0
21:00 | -27.1 | -43.1 | 0 | 0 | 285.9 | 296.3 | 293.2 | 0.6 | 0
22:00 | -32.3 | -26.9 | 0 | 0 | 285.3 | 296.8 | 292.8 | 0.5 | 0
23:00 | -35.1 | -9.1 | 0 | 0 | 285 | 296.6 | 292.9 | 0.8 | 0
October
| solar | solar | direct | diffuse | outdoor | indoor | window | heating | blinds
| altitude | azimuth | radiation | radiation | temp. | temp. | temp. | load | closed
| (degrees) | (degrees) | (W-h/m2) | (W-h/m2) | (K) | (K) | (K) | (W-h/m2) | (% time)
midnight | -47 | 10.8 | 0 | 0 | 282.1 | 294.3 | 290.3 | 57.2 | 0
1:00 | -43.7 | 31.4 | 0 | 0 | 282.1 | 294.2 | 290.2 | 56.3 | 0
2:00 | -37.8 | 49.3 | 0 | 0 | 282 | 294.1 | 290.2 | 57.7 | 0
3:00 | -30.1 | 64.6 | 0 | 0 | 281.8 | 294.1 | 290.1 | 58.6 | 0
4:00 | -21.5 | 78 | 0 | 0 | 281.8 | 294.1 | 290.1 | 60.1 | 0
5:00 | -12.4 | 90.2 | 0 | 0 | 281.7 | 294.1 | 290 | 64.9 | 0
6:00 | -3.4 | 102 | 0 | 0.8 | 281.8 | 294.1 | 290.1 | 65.6 | 0
7:00 | 5.2 | 114 | 0 | 16.8 | 282.2 | 294.1 | 290.4 | 64.3 | 0
8:00 | 13 | 126.6 | 0 | 37.6 | 282.6 | 296.2 | 291.5 | 0.6 | 0
9:00 | 19.7 | 140.4 | 0 | 61.3 | 283.3 | 296 | 292.7 | 1.1 | 0
10:00 | 24.5 | 155.5 | 0 | 70.4 | 283.9 | 296 | 292.9 | 0.8 | 0
11:00 | 27.1 | 171.7 | 0 | 81.3 | 284.6 | 296.3 | 293 | 0.7 | 0
noon | 27.1 | -171.7 | 0 | 79 | 285.1 | 296.2 | 293.5 | 0.8 | 0
13:00 | 24.5 | -155.5 | 0 | 65.6 | 285.4 | 296.1 | 293.4 | 0.7 | 0
14:00 | 19.7 | -140.4 | 0 | 49.7 | 285.5 | 295.8 | 293.2 | 0.7 | 0
15:00 | 13 | -126.6 | 0 | 33.4 | 285.3 | 296.4 | 292.8 | 0.5 | 0
16:00 | 5.2 | -114 | 0 | 14.6 | 284.7 | 295.9 | 292.7 | 0.6 | 0
17:00 | -3.4 | -102 | 0 | 0.4 | 284.1 | 296.5 | 292 | 0.6 | 0
18:00 | -12.4 | -90.2 | 0 | 0 | 283.5 | 295.8 | 292.2 | 1 | 0
19:00 | -21.5 | -78 | 0 | 0 | 283.1 | 296 | 291.7 | 0.7 | 0
20:00 | -30.1 | -64.6 | 0 | 0 | 282.8 | 296 | 291.8 | 0.7 | 0
21:00 | -37.8 | -49.3 | 0 | 0 | 282.5 | 295.9 | 291.5 | 0.9 | 0
22:00 | -43.7 | -31.4 | 0 | 0 | 282.4 | 296.1 | 291.5 | 0.7 | 0
23:00 | -47 | -10.8 | 0 | 0 | 282.2 | 296.2 | 291.6 | 0.6 | 0
November
| solar | solar | direct | diffuse | outdoor | indoor | window | heating | blinds
| altitude | azimuth | radiation | radiation | temp. | temp. | temp. | load | closed
| (degrees) | (degrees) | (W-h/m2) | (W-h/m2) | (K) | (K) | (K) | (W-h/m2) | (% time)
midnight | -56.2 | 12.8 | 0 | 0 | 278.9 | 294.1 | 289.1 | 102.7 | 0
1:00 | -52.4 | 36.3 | 0 | 0 | 278.8 | 294.1 | 289.1 | 103.4 | 0
2:00 | -45.8 | 55.6 | 0 | 0 | 278.6 | 294.1 | 289.1 | 109.5 | 0
3:00 | -37.7 | 71.1 | 0 | 0 | 278.5 | 294.1 | 289 | 105.9 | 0
4:00 | -28.8 | 84.3 | 0 | 0 | 278.4 | 294.1 | 289 | 101.8 | 0
5:00 | -19.7 | 96.2 | 0 | 0 | 278.4 | 294.1 | 289 | 105.3 | 0
6:00 | -10.7 | 107.7 | 0 | 0 | 278.3 | 294.1 | 289 | 105.6 | 0
7:00 | -2.4 | 119.2 | 0 | 1 | 278.2 | 294.1 | 288.9 | 106.3 | 0
8:00 | 5 | 131.2 | 0 | 16 | 278.4 | 295.4 | 290.1 | 1.6 | 0
9:00 | 11.1 | 144.1 | 0 | 30.1 | 278.8 | 295.9 | 290.6 | 1.7 | 0
10:00 | 15.5 | 157.9 | 0 | 45.9 | 279.2 | 296.2 | 291.1 | 2.2 | 0
11:00 | 17.8 | 172.5 | 0 | 57.8 | 279.7 | 295.9 | 291 | 1.8 | 0
noon | 17.8 | -172.5 | 0 | 55.3 | 280.1 | 296 | 291.3 | 1.5 | 0
13:00 | 15.5 | -157.9 | 0 | 47.3 | 280.3 | 295.7 | 291.5 | 1.9 | 0
14:00 | 11.1 | -144.1 | 0 | 30.2 | 280.4 | 296.1 | 291 | 1.6 | 0
15:00 | 5 | -131.2 | 0 | 12.9 | 280.2 | 295.8 | 291.1 | 1.5 | 0
16:00 | -2.4 | -119.2 | 0 | 0 | 280 | 295.7 | 290.9 | 1.8 | 0
17:00 | -10.7 | -107.7 | 0 | 0 | 279.7 | 296 | 290.5 | 1.4 | 0
18:00 | -19.7 | -96.2 | 0 | 0 | 279.6 | 295.8 | 290.6 | 1.7 | 0
19:00 | -28.8 | -84.3 | 0 | 0 | 279.4 | 296 | 290.5 | 1.4 | 0
20:00 | -37.7 | -71.1 | 0 | 0 | 279.4 | 296.3 | 290.5 | 1.6 | 0
21:00 | -45.8 | -55.6 | 0 | 0 | 279.2 | 295.7 | 290.8 | 2.3 | 0
22:00 | -52.4 | -36.3 | 0 | 0 | 279 | 295.6 | 290.4 | 1.7 | 0
23:00 | -56.2 | -12.8 | 0 | 0 | 278.8 | 295.8 | 290.1 | 1.5 | 0
December
| solar | solar | direct | diffuse | outdoor | indoor | window | heating | blinds
| altitude | azimuth | radiation | radiation | temp. | temp. | temp. | load | closed
| (degrees) | (degrees) | (W-h/m2) | (W-h/m2) | (K) | (K) | (K) | (W-h/m2) | (% time)
midnight | -60.2 | 13.9 | 0 | 0 | 276.9 | 294.1 | 288.5 | 107.6 | 0
1:00 | -56.1 | 39.1 | 0 | 0 | 276.8 | 294.1 | 288.5 | 111.3 | 0
2:00 | -49.2 | 58.9 | 0 | 0 | 276.8 | 294.1 | 288.5 | 111.7 | 0
3:00 | -40.9 | 74.4 | 0 | 0 | 276.8 | 294.1 | 288.5 | 111.7 | 0
4:00 | -31.9 | 87.4 | 0 | 0 | 276.9 | 294.1 | 288.5 | 109 | 0
5:00 | -22.8 | 99.1 | 0 | 0 | 277 | 294.1 | 288.5 | 112.1 | 0
6:00 | -14 | 110.2 | 0 | 0 | 276.9 | 294.1 | 288.5 | 109.2 | 0
7:00 | -5.8 | 121.5 | 0 | 0 | 276.9 | 294.1 | 288.5 | 106.4 | 0
8:00 | 1.4 | 133.2 | 0 | 1.8 | 277.1 | 295.1 | 290.2 | 1.9 | 0
9:00 | 7.3 | 145.7 | 0 | 14.9 | 277.3 | 296.3 | 289.7 | 2 | 0
10:00 | 11.6 | 158.9 | 0 | 28.6 | 277.7 | 295.8 | 290.6 | 2.5 | 0
11:00 | 13.8 | 172.9 | 0 | 36.8 | 277.9 | 295.9 | 290.4 | 2.7 | 0
noon | 13.8 | -172.9 | 0 | 37.9 | 278.2 | 295.6 | 290.6 | 2.2 | 0
13:00 | 11.6 | -158.9 | 0 | 29 | 278.4 | 295.9 | 290.5 | 1.9 | 0
14:00 | 7.3 | -145.7 | 0 | 18.1 | 278.3 | 295.9 | 290.3 | 2.2 | 0
15:00 | 1.4 | -133.2 | 0 | 4.7 | 278.2 | 295.9 | 290.1 | 2 | 0
16:00 | -5.8 | -121.5 | 0 | 0 | 277.8 | 295.7 | 290 | 2.1 | 0
17:00 | -14 | -110.2 | 0 | 0 | 277.7 | 295.9 | 289.8 | 1.9 | 0
18:00 | -22.8 | -99.1 | 0 | 0 | 277.5 | 295.9 | 290 | 2.3 | 0
19:00 | -31.9 | -87.4 | 0 | 0 | 277.5 | 295.8 | 290 | 2.2 | 0
20:00 | -40.9 | -74.4 | 0 | 0 | 277.3 | 295.6 | 289.7 | 1.9 | 0
21:00 | -49.2 | -58.9 | 0 | 0 | 277.1 | 295.8 | 289.7 | 1.9 | 0
22:00 | -56.1 | -39.1 | 0 | 0 | 277.1 | 296 | 289.6 | 1.8 | 0
23:00 | -60.2 | -13.9 | 0 | 0 | 277 | 295.9 | 289.7 | 2.5 | 0

## Sheet27
Scenario Three (red)
Tue Dec 03 2019 23:11:35 GMT+0000 (Greenwich Mean Time)
Setup Information:
Building
Location | UK - London
Building length, side A | N/A
Building length, side B | N/A
Simulation Type
Simulation Type | one_sided
Window Description
Typology | dgu_nb
Glazing Type | clear
Window Area | 27%
Wall Description
Insulation R-Value | 99999999.9 m2-K/W
Occupancy
Type | Low-rise Residential
Occupancy Load | 0.000 people per m2
Lighting Requirements | 400 lux
Equipment Load | 0.00 W/m2
Room Ventilation
Air Change Rate per Occupant | 15.0 liters / sec per person
Total Air Change Rate | 0.0 roomfuls per hour
Lighting Control
Lighting Control | lights do not respond to daylight: all lights fully on while building is occupied
Representative Room
Orientation | north
Room Depth | 27 m
Room Width | 5 m
Room Height | 2.2 m
Thermal Mass
Thermal Mass | none
Overhang
Overhang Depth | 0 m
Roof
Roof Type | adiabatic roof
Simulation Results:
Primary Energy Use and CO2 Emissions
| heating | cooling | lighting | total | CO2
| energy | energy | energy | energy | emissions
| (kWh/m2) | (kWh/m2) | (kWh/m2) | (kWh/m2) | (kg/m2)
January | 33.8 | 0 | 7.3 | 41.1 | 8.2
February | 28.2 | 0 | 6.6 | 34.8 | 7
March | 32.1 | 0 | 7.3 | 39.4 | 7.9
April | 25.8 | 0 | 7.1 | 32.9 | 6.6
May | 18.7 | 0 | 7.3 | 26 | 5.2
June | 9.4 | 0 | 7.1 | 16.5 | 3.3
July | 4.2 | 0 | 7.3 | 11.5 | 2.3
August | 4.2 | 0 | 7.3 | 11.5 | 2.3
September | 10.1 | 0 | 7.1 | 17.2 | 3.4
October | 15.4 | 0 | 7.3 | 22.7 | 4.5
November | 26 | 0 | 7.1 | 33.1 | 6.6
December | 28.3 | 0 | 7.3 | 35.6 | 7.1
Total | 236.2 | 0 | 86.1 | 322.3 | 64.5 | yearly energy
January
| solar | solar | direct | diffuse | outdoor | indoor | window | heating | blinds
| altitude | azimuth | radiation | radiation | temp. | temp. | temp. | load | closed
| (degrees) | (degrees) | (W-h/m2) | (W-h/m2) | (K) | (K) | (K) | (W-h/m2) | (% time)
midnight | -58.1 | 13.3 | 0 | 0 | 275.9 | 294.1 | 288.2 | 134.8 | 0
1:00 | -54.2 | 37.6 | 0 | 0 | 275.8 | 294.1 | 288.2 | 134.3 | 0
2:00 | -47.5 | 57.1 | 0 | 0 | 275.8 | 294.1 | 288.2 | 132.7 | 0
3:00 | -39.2 | 72.7 | 0 | 0 | 275.7 | 294.1 | 288.1 | 128.6 | 0
4:00 | -30.2 | 85.8 | 0 | 0 | 275.6 | 294.1 | 288.1 | 131.3 | 0
5:00 | -21.1 | 97.6 | 0 | 0 | 275.6 | 294.1 | 288.1 | 131.1 | 0
6:00 | -12.3 | 108.9 | 0 | 0 | 275.5 | 294.1 | 288.1 | 128.8 | 0
7:00 | -4 | 120.3 | 0 | 0 | 275.5 | 294.1 | 288.1 | 127.6 | 0
8:00 | 3.3 | 132.2 | 0 | 5.1 | 275.7 | 295 | 290.1 | 2.3 | 0
9:00 | 9.3 | 144.9 | 0 | 20.2 | 276.1 | 296 | 289 | 2.3 | 0
10:00 | 13.6 | 158.4 | 0 | 34.6 | 276.5 | 296.2 | 290 | 2.6 | 0
11:00 | 15.9 | 172.7 | 0 | 40.5 | 276.7 | 295.4 | 290.3 | 2.9 | 0
noon | 15.9 | -172.7 | 0 | 42.7 | 277.2 | 295.7 | 290.1 | 2.5 | 0
13:00 | 13.6 | -158.4 | 0 | 38.1 | 277.6 | 295.9 | 290.4 | 2.2 | 0
14:00 | 9.3 | -144.9 | 0 | 26.7 | 277.5 | 295.6 | 290.2 | 3 | 0
15:00 | 3.3 | -132.2 | 0 | 13.2 | 277.3 | 295.7 | 290 | 2.5 | 0
16:00 | -4 | -120.3 | 0 | 0.6 | 277 | 295.8 | 289.6 | 2.3 | 0
17:00 | -12.3 | -108.9 | 0 | 0 | 276.8 | 296 | 289.5 | 3 | 0
18:00 | -21.1 | -97.6 | 0 | 0 | 276.5 | 296.2 | 289.7 | 3.1 | 0
19:00 | -30.2 | -85.8 | 0 | 0 | 276.3 | 295.4 | 289.8 | 3.1 | 0
20:00 | -39.2 | -72.7 | 0 | 0 | 276.1 | 295.6 | 289.3 | 2.6 | 0
21:00 | -47.5 | -57.1 | 0 | 0 | 276.1 | 296 | 289.2 | 2.5 | 0
22:00 | -54.2 | -37.6 | 0 | 0 | 276 | 295.8 | 289.4 | 2.9 | 0
23:00 | -58.1 | -13.3 | 0 | 0 | 275.9 | 295.9 | 289.4 | 2.7 | 0
February
| solar | solar | direct | diffuse | outdoor | indoor | window | heating | blinds
| altitude | azimuth | radiation | radiation | temp. | temp. | temp. | load | closed
| (degrees) | (degrees) | (W-h/m2) | (W-h/m2) | (K) | (K) | (K) | (W-h/m2) | (% time)
midnight | -50.4 | 11.4 | 0 | 0 | 275.4 | 294.1 | 288 | 115.4 | 0
1:00 | -46.9 | 33 | 0 | 0 | 275.3 | 294.1 | 288 | 109.7 | 0
2:00 | -40.8 | 51.4 | 0 | 0 | 275.2 | 294.1 | 288 | 113.9 | 0
3:00 | -32.9 | 66.9 | 0 | 0 | 275.2 | 294.1 | 288 | 120.5 | 0
4:00 | -24.2 | 80.2 | 0 | 0 | 275.2 | 294.1 | 288 | 122.5 | 0
5:00 | -15.1 | 92.3 | 0 | 0 | 275.1 | 294.1 | 287.9 | 127.1 | 0
6:00 | -6.1 | 104 | 0 | 0 | 275.1 | 294.1 | 287.9 | 126.9 | 0
7:00 | 2.4 | 115.9 | 0 | 2.3 | 275.1 | 294.1 | 288 | 130.6 | 0
8:00 | 10.1 | 128.3 | 0 | 20.6 | 275.5 | 295.2 | 289.5 | 2.4 | 0
9:00 | 16.5 | 141.8 | 0 | 40.4 | 276.1 | 296.4 | 289.7 | 2.3 | 0
10:00 | 21.2 | 156.4 | 0 | 55.1 | 276.7 | 295.9 | 290.1 | 3.1 | 0
11:00 | 23.7 | 172 | 0 | 60.6 | 277.3 | 295.4 | 290.6 | 3.4 | 0
noon | 23.7 | -172 | 0 | 65.1 | 277.9 | 295.9 | 290.7 | 2.4 | 0
13:00 | 21.2 | -156.4 | 0 | 57 | 278.4 | 296.1 | 290.8 | 2.3 | 0
14:00 | 16.5 | -141.8 | 0 | 53.5 | 278.5 | 295.6 | 290.8 | 2.6 | 0
15:00 | 10.1 | -128.3 | 0 | 36 | 278.3 | 295.7 | 290.5 | 2.5 | 0
16:00 | 2.4 | -115.9 | 0 | 14.5 | 277.7 | 295.6 | 290.1 | 2.4 | 0
17:00 | -6.1 | -104 | 0 | 0.3 | 277.1 | 295.8 | 289.6 | 2.2 | 0
18:00 | -15.1 | -92.3 | 0 | 0 | 276.7 | 295.9 | 289.6 | 2.3 | 0
19:00 | -24.2 | -80.2 | 0 | 0 | 276.3 | 295.7 | 289.5 | 3 | 0
20:00 | -32.9 | -66.9 | 0 | 0 | 276 | 295.7 | 289.4 | 2.7 | 0
21:00 | -40.8 | -51.4 | 0 | 0 | 275.7 | 296 | 289.4 | 2.4 | 0
22:00 | -46.9 | -33 | 0 | 0 | 275.5 | 295.8 | 289.4 | 2.4 | 0
23:00 | -50.4 | -11.4 | 0 | 0 | 275.4 | 295.6 | 289.1 | 2.4 | 0
March
| solar | solar | direct | diffuse | outdoor | indoor | window | heating | blinds
| altitude | azimuth | radiation | radiation | temp. | temp. | temp. | load | closed
| (degrees) | (degrees) | (W-h/m2) | (W-h/m2) | (K) | (K) | (K) | (W-h/m2) | (% time)
midnight | -39 | 9.6 | 0 | 0 | 276.9 | 294.1 | 288.5 | 127.2 | 0
1:00 | -36 | 28.2 | 0 | 0 | 276.8 | 294.1 | 288.5 | 131 | 0
2:00 | -30.6 | 45 | 0 | 0 | 276.7 | 294.1 | 288.4 | 135.3 | 0
3:00 | -23.4 | 59.7 | 0 | 0 | 276.5 | 294.1 | 288.4 | 127.7 | 0
4:00 | -15 | 72.9 | 0 | 0 | 276.3 | 294.1 | 288.3 | 129 | 0
5:00 | -6.1 | 85.2 | 0 | 0 | 276.4 | 294.1 | 288.3 | 123.8 | 0
6:00 | 2.9 | 97.1 | 0 | 4.1 | 276.6 | 294.1 | 288.4 | 116.3 | 0
7:00 | 11.8 | 109.3 | 0 | 24.9 | 276.9 | 294.1 | 288.8 | 112.9 | 0
8:00 | 20 | 122.4 | 0 | 48.1 | 277.4 | 295.9 | 289.8 | 1.8 | 0
9:00 | 27 | 136.9 | 0 | 66.7 | 278 | 295.8 | 290.9 | 2.2 | 0
10:00 | 32.2 | 153.1 | 0 | 85.8 | 278.8 | 295.8 | 291.1 | 1.9 | 0
11:00 | 35.1 | 170.8 | 0 | 100 | 279.8 | 295.8 | 291.7 | 2 | 0
noon | 35.1 | -170.8 | 0 | 101.7 | 280.5 | 296.1 | 291.8 | 1.8 | 0
13:00 | 32.2 | -153.1 | 0 | 93 | 281.2 | 296 | 292.1 | 1.6 | 0
14:00 | 27 | -136.9 | 0 | 79.8 | 281.5 | 296.1 | 292 | 1.7 | 0
15:00 | 20 | -122.4 | 0 | 58.9 | 281.4 | 295.8 | 291.7 | 1.7 | 0
16:00 | 11.8 | -109.3 | 0 | 34.5 | 280.9 | 296 | 291.5 | 1.8 | 0
17:00 | 2.9 | -97.1 | 0 | 15.4 | 280.1 | 295.6 | 290.9 | 2.3 | 0
18:00 | -6.1 | -85.2 | 0 | 0 | 279.4 | 295.9 | 290.5 | 1.7 | 0
19:00 | -15 | -72.9 | 0 | 0 | 278.7 | 295.7 | 290.3 | 2.2 | 0
20:00 | -23.4 | -59.7 | 0 | 0 | 278.2 | 295.8 | 290 | 2.8 | 0
21:00 | -30.6 | -45 | 0 | 0 | 277.8 | 295.9 | 290 | 2.6 | 0
22:00 | -36 | -28.2 | 0 | 0 | 277.3 | 296 | 289.7 | 2.9 | 0
23:00 | -39 | -9.6 | 0 | 0 | 277.1 | 295.8 | 289.7 | 3.2 | 0
April
| solar | solar | direct | diffuse | outdoor | indoor | window | heating | blinds
| altitude | azimuth | radiation | radiation | temp. | temp. | temp. | load | closed
| (degrees) | (degrees) | (W-h/m2) | (W-h/m2) | (K) | (K) | (K) | (W-h/m2) | (% time)
midnight | -27.1 | 8.3 | 0 | 0 | 278.5 | 294.1 | 289 | 104.3 | 0
1:00 | -24.5 | 24.4 | 0 | 0 | 278.2 | 294.1 | 288.9 | 102.5 | 0
2:00 | -19.7 | 39.5 | 0 | 0 | 278 | 294.1 | 288.9 | 104.2 | 0
3:00 | -13.1 | 53.3 | 0 | 0 | 277.7 | 294.1 | 288.8 | 106.2 | 0
4:00 | -5.2 | 66 | 0 | 0 | 277.4 | 294.1 | 288.7 | 105.2 | 0
5:00 | 3.4 | 78 | 3 | 8 | 277.6 | 294.1 | 288.8 | 104 | 0
6:00 | 12.4 | 89.8 | 0.4 | 33.9 | 278.1 | 294.1 | 289.2 | 107.2 | 0
7:00 | 21.5 | 102 | 0 | 60.7 | 278.8 | 294.1 | 289.8 | 103.7 | 0
8:00 | 30.1 | 115.3 | 0 | 79.7 | 279.5 | 296.7 | 291 | 1.4 | 0
9:00 | 37.7 | 130.6 | 0 | 102.3 | 280.6 | 296.4 | 291.7 | 2.4 | 0
10:00 | 43.7 | 148.5 | 0 | 121.4 | 281.5 | 296.1 | 292.3 | 2 | 0
11:00 | 47 | 169.1 | 0 | 133.9 | 282.5 | 295.7 | 293 | 1.6 | 0
noon | 47 | -169.1 | 0 | 135.6 | 283.5 | 295.8 | 293.4 | 1.2 | 0
13:00 | 43.7 | -148.5 | 0 | 127.4 | 284.2 | 296.2 | 293.6 | 1 | 0
14:00 | 37.7 | -130.6 | 0 | 116.3 | 284.7 | 296.1 | 293.6 | 0.9 | 0
15:00 | 30.1 | -115.3 | 0 | 86.8 | 285 | 295.8 | 293.4 | 0.9 | 0
16:00 | 21.5 | -102 | 0 | 66.8 | 284.7 | 296 | 292.9 | 0.7 | 0
17:00 | 12.4 | -89.8 | 0.5 | 41.3 | 283.9 | 296 | 292.4 | 1 | 0
18:00 | 3.4 | -78 | 12.3 | 16.4 | 283 | 295.9 | 292.2 | 1.4 | 0
19:00 | -5.2 | -66 | 0 | 0 | 282 | 295.9 | 291.2 | 1 | 0
20:00 | -13.1 | -53.3 | 0 | 0 | 281 | 296.1 | 291 | 1.3 | 0
21:00 | -19.7 | -39.5 | 0 | 0 | 280 | 295.6 | 290.9 | 2.2 | 0
22:00 | -24.5 | -24.4 | 0 | 0 | 279.3 | 295.5 | 290.3 | 1.7 | 0
23:00 | -27.1 | -8.3 | 0 | 0 | 278.6 | 296.1 | 290 | 2.1 | 0
May
| solar | solar | direct | diffuse | outdoor | indoor | window | heating | blinds
| altitude | azimuth | radiation | radiation | temp. | temp. | temp. | load | closed
| (degrees) | (degrees) | (W-h/m2) | (W-h/m2) | (K) | (K) | (K) | (W-h/m2) | (% time)
midnight | -17.9 | 7.4 | 0 | 0 | 281 | 294.1 | 289.8 | 74.8 | 0
1:00 | -15.5 | 22 | 0 | 0 | 280.8 | 294.1 | 289.7 | 75.4 | 0
2:00 | -11.1 | 35.8 | 0 | 0 | 280.5 | 294.1 | 289.7 | 75.8 | 0
3:00 | -5 | 48.7 | 0 | 0 | 280.2 | 294.1 | 289.5 | 74.5 | 0
4:00 | 2.4 | 60.8 | 12.8 | 10.9 | 280.2 | 294.1 | 289.8 | 76.6 | 0
5:00 | 10.7 | 72.3 | 41.5 | 40.6 | 280.5 | 294.1 | 290.5 | 75.8 | 0
6:00 | 19.6 | 83.7 | 18 | 62.9 | 280.9 | 294.1 | 290.6 | 75.9 | 0
7:00 | 28.7 | 95.6 | 0 | 84.8 | 281.8 | 294.1 | 291 | 67.4 | 0
8:00 | 37.6 | 108.8 | 0 | 101.3 | 282.7 | 295.8 | 292.5 | 0.8 | 0
9:00 | 45.8 | 124.4 | 0 | 131.7 | 283.7 | 295.8 | 293.6 | 0.9 | 0
10:00 | 52.4 | 143.6 | 0 | 145.9 | 284.8 | 296.1 | 294 | 0.7 | 0
11:00 | 56.2 | 167.2 | 0 | 152.2 | 285.8 | 296.2 | 294.1 | 0.4 | 0
noon | 56.2 | -167.2 | 0 | 145.7 | 286.8 | 296.3 | 294.6 | 0.3 | 0
13:00 | 52.4 | -143.6 | 0 | 137.1 | 287.6 | 296.2 | 294.9 | 0.3 | 0
14:00 | 45.8 | -124.4 | 0 | 134.2 | 288 | 296.2 | 295 | 0.4 | 0
15:00 | 37.6 | -108.8 | 0 | 116.3 | 288 | 296 | 295 | 0.3 | 0
16:00 | 28.7 | -95.6 | 0 | 97.6 | 287.9 | 296.1 | 294.4 | 0.3 | 0
17:00 | 19.6 | -83.7 | 19 | 74.3 | 287.3 | 296 | 294 | 0.3 | 0
18:00 | 10.7 | -72.3 | 47.9 | 48.7 | 286.3 | 295.9 | 293.8 | 0.3 | 0
19:00 | 2.4 | -60.8 | 25.2 | 18.1 | 285.1 | 296.2 | 293 | 0.3 | 0
20:00 | -5 | -48.7 | 0 | 0 | 284 | 296.2 | 292.2 | 0.5 | 0
21:00 | -11.1 | -35.8 | 0 | 0 | 283.1 | 295.8 | 291.9 | 0.6 | 0
22:00 | -15.5 | -22 | 0 | 0 | 282.3 | 296 | 291.3 | 0.6 | 0
23:00 | -17.9 | -7.4 | 0 | 0 | 281.5 | 295.7 | 291.1 | 1 | 0
June
| solar | solar | direct | diffuse | outdoor | indoor | window | heating | blinds
| altitude | azimuth | radiation | radiation | temp. | temp. | temp. | load | closed
| (degrees) | (degrees) | (W-h/m2) | (W-h/m2) | (K) | (K) | (K) | (W-h/m2) | (% time)
midnight | -13.8 | 7 | 0 | 0 | 284.5 | 294.1 | 290.9 | 41.8 | 0
1:00 | -11.6 | 21 | 0 | 0 | 284.2 | 294.1 | 290.9 | 41 | 0
2:00 | -7.3 | 34.3 | 0 | 0 | 283.9 | 294.1 | 290.7 | 37.8 | 0
3:00 | -1.4 | 46.7 | 0 | 0 | 283.6 | 294.1 | 290.6 | 36.7 | 0
4:00 | 5.8 | 58.4 | 47 | 27.4 | 283.7 | 294.2 | 291.6 | 38.1 | 0
5:00 | 14 | 69.7 | 54.6 | 52.4 | 284.2 | 294.3 | 292.1 | 37.9 | 0
6:00 | 22.8 | 80.8 | 26.7 | 76.8 | 284.6 | 294.3 | 292.2 | 38.9 | 0
7:00 | 31.9 | 92.5 | 0 | 90.6 | 285.2 | 294.3 | 292.3 | 37.5 | 0
8:00 | 40.9 | 105.5 | 0 | 104.6 | 286.2 | 296.2 | 293.9 | 0.3 | 0
9:00 | 49.2 | 121 | 0 | 130.5 | 287.2 | 296.1 | 294.7 | 0.3 | 0
10:00 | 56.1 | 140.8 | 0 | 140.9 | 288.1 | 296.2 | 295.3 | 0.2 | 0
11:00 | 60.2 | 166 | 0 | 149.1 | 289.1 | 296.6 | 295.7 | 0.2 | 0
noon | 60.2 | -166 | 0 | 150.4 | 290 | 296.8 | 296.2 | 0.1 | 0
13:00 | 56.1 | -140.8 | 0 | 149.6 | 290.6 | 297.4 | 296.5 | 0 | 0
14:00 | 49.2 | -121 | 0 | 133.5 | 291 | 296.9 | 296.6 | 0.1 | 0
15:00 | 40.9 | -105.5 | 0 | 111.8 | 291.1 | 297 | 296.3 | 0 | 0
16:00 | 31.9 | -92.5 | 0 | 113.1 | 290.9 | 297 | 296 | 0 | 0
17:00 | 22.8 | -80.8 | 25.1 | 93.4 | 290.2 | 296.8 | 295.7 | 0.2 | 0
18:00 | 14 | -69.7 | 50.8 | 67.2 | 289.3 | 296.3 | 295.2 | 0.2 | 0
19:00 | 5.8 | -58.4 | 47.8 | 41 | 288.3 | 296.6 | 294.6 | 0.1 | 0
20:00 | -1.4 | -46.7 | 0 | 0 | 287.4 | 296.4 | 293.5 | 0.3 | 0
21:00 | -7.3 | -34.3 | 0 | 0 | 286.4 | 295.9 | 293.2 | 0.3 | 0
22:00 | -11.6 | -21 | 0 | 0 | 285.7 | 296.2 | 292.7 | 0.3 | 0
23:00 | -13.8 | -7 | 0 | 0 | 284.8 | 296.5 | 292.4 | 0.4 | 0
July
| solar | solar | direct | diffuse | outdoor | indoor | window | heating | blinds
| altitude | azimuth | radiation | radiation | temp. | temp. | temp. | load | closed
| (degrees) | (degrees) | (W-h/m2) | (W-h/m2) | (K) | (K) | (K) | (W-h/m2) | (% time)
midnight | -15.9 | 7.2 | 0 | 0 | 286.4 | 295.3 | 292.4 | 15.4 | 0
1:00 | -13.7 | 21.5 | 0 | 0 | 286.1 | 295 | 292.1 | 18.8 | 0
2:00 | -9.3 | 35.1 | 0 | 0 | 285.6 | 294.7 | 291.7 | 19.1 | 0
3:00 | -3.3 | 47.8 | 0 | 0 | 285.3 | 294.5 | 291.5 | 17.5 | 0
4:00 | 4 | 59.7 | 7.4 | 13.9 | 285.5 | 294.4 | 291.7 | 18.1 | 0
5:00 | 12.3 | 71 | 22.1 | 43.4 | 285.8 | 294.7 | 292.4 | 16.3 | 0
6:00 | 21.1 | 82.3 | 12.9 | 72.5 | 286.4 | 295 | 293 | 16.7 | 0
7:00 | 30.2 | 94.1 | 0 | 90.2 | 286.8 | 295.5 | 293.5 | 14.6 | 0
8:00 | 39.2 | 107.3 | 0 | 107.5 | 287.6 | 296.9 | 295.1 | 0 | 0
9:00 | 47.4 | 122.8 | 0 | 130 | 288.7 | 297.3 | 295.7 | 0 | 0
10:00 | 54.2 | 142.4 | 0 | 152.9 | 289.7 | 297.1 | 296.4 | 0 | 0
11:00 | 58.1 | 166.6 | 0 | 166.1 | 290.7 | 297.3 | 296.9 | 0 | 0
noon | 58.1 | -166.6 | 0 | 174.3 | 291.7 | 297.4 | 297.5 | 0 | 0
13:00 | 54.2 | -142.4 | 0 | 161.4 | 292.5 | 297.7 | 297.6 | 0 | 0
14:00 | 47.4 | -122.8 | 0 | 145.3 | 292.9 | 297.4 | 297.4 | 0 | 0
15:00 | 39.2 | -107.3 | 0 | 120.5 | 293 | 297.4 | 297.1 | 0 | 0
16:00 | 30.2 | -94.1 | 0 | 114.7 | 292.8 | 297.3 | 297.1 | 0 | 0
17:00 | 21.1 | -82.3 | 18.9 | 91.1 | 292.4 | 297.4 | 296.7 | 0 | 0
18:00 | 12.3 | -71 | 59.5 | 68.5 | 291.5 | 297.4 | 296.7 | 0 | 0
19:00 | 4 | -59.7 | 57.7 | 35.1 | 290.4 | 297.4 | 296 | 0 | 0
20:00 | -3.3 | -47.8 | 0 | 0 | 289.3 | 297.1 | 294.5 | 0 | 0
21:00 | -9.3 | -35.1 | 0 | 0 | 288.4 | 296.9 | 294.3 | 0 | 0
22:00 | -13.7 | -21.5 | 0 | 0 | 287.5 | 297 | 293.9 | 0 | 0
23:00 | -15.9 | -7.2 | 0 | 0 | 286.8 | 296.9 | 293.7 | 0 | 0
August
| solar | solar | direct | diffuse | outdoor | indoor | window | heating | blinds
| altitude | azimuth | radiation | radiation | temp. | temp. | temp. | load | closed
| (degrees) | (degrees) | (W-h/m2) | (W-h/m2) | (K) | (K) | (K) | (W-h/m2) | (% time)
midnight | -23.7 | 7.9 | 0 | 0 | 286.4 | 295 | 292.2 | 13.4 | 0
1:00 | -21.3 | 23.5 | 0 | 0 | 286 | 294.7 | 291.9 | 14.6 | 0
2:00 | -16.6 | 38.1 | 0 | 0 | 285.9 | 294.5 | 291.7 | 16.3 | 0
3:00 | -10.1 | 51.6 | 0 | 0 | 285.4 | 294.4 | 291.4 | 17.4 | 0
4:00 | -2.4 | 64.1 | 0 | 0 | 285.1 | 294.3 | 291.3 | 19.7 | 0
5:00 | 6 | 75.9 | 12.7 | 19 | 285.3 | 294.4 | 291.7 | 18.8 | 0
6:00 | 15.1 | 87.6 | 5.8 | 45.6 | 285.9 | 294.6 | 292.2 | 17.7 | 0
7:00 | 24.2 | 99.7 | 0 | 76 | 286.5 | 295.1 | 293 | 17.7 | 0
8:00 | 32.9 | 113.1 | 0 | 96.4 | 287.3 | 296.8 | 294.6 | 0 | 0
9:00 | 40.7 | 128.5 | 0 | 119 | 288.2 | 297 | 295.2 | 0 | 0
10:00 | 46.9 | 146.9 | 0 | 144.3 | 289.3 | 297.1 | 295.9 | 0 | 0
11:00 | 50.3 | 168.5 | 0 | 156.9 | 290.4 | 297.1 | 296.5 | 0 | 0
noon | 50.3 | -168.5 | 0 | 169.1 | 291.3 | 297.3 | 297 | 0 | 0
13:00 | 46.9 | -146.9 | 0 | 150.2 | 292 | 297.6 | 297.1 | 0 | 0
14:00 | 40.7 | -128.5 | 0 | 130.8 | 292.5 | 297.4 | 297.3 | 0 | 0
15:00 | 32.9 | -113.1 | 0 | 103.7 | 292.6 | 297.5 | 296.9 | 0 | 0
16:00 | 24.2 | -99.7 | 0 | 76.7 | 292.2 | 297.6 | 296.5 | 0 | 0
17:00 | 15.1 | -87.6 | 6.3 | 56.4 | 291.7 | 297.6 | 296 | 0 | 0
18:00 | 6 | -75.9 | 24.9 | 35.1 | 290.9 | 297.4 | 295.6 | 0 | 0
19:00 | -2.4 | -64.1 | 0 | 6 | 289.9 | 297 | 295 | 0 | 0
20:00 | -10.1 | -51.6 | 0 | 0 | 289 | 297.2 | 294.4 | 0 | 0
21:00 | -16.6 | -38.1 | 0 | 0 | 288.1 | 297.1 | 294.1 | 0 | 0
22:00 | -21.3 | -23.5 | 0 | 0 | 287.3 | 296.5 | 293.7 | 0 | 0
23:00 | -23.7 | -7.9 | 0 | 0 | 286.6 | 296.8 | 293.5 | 0 | 0
September
| solar | solar | direct | diffuse | outdoor | indoor | window | heating | blinds
| altitude | azimuth | radiation | radiation | temp. | temp. | temp. | load | closed
| (degrees) | (degrees) | (W-h/m2) | (W-h/m2) | (K) | (K) | (K) | (W-h/m2) | (% time)
midnight | -35.1 | 9.1 | 0 | 0 | 284.9 | 295 | 291.7 | 41.8 | 0
1:00 | -32.3 | 26.9 | 0 | 0 | 284.8 | 294.8 | 291.5 | 42.1 | 0
2:00 | -27.1 | 43.1 | 0 | 0 | 284.5 | 294.6 | 291.3 | 41.6 | 0
3:00 | -20 | 57.5 | 0 | 0 | 284.3 | 294.5 | 291.1 | 41 | 0
4:00 | -11.8 | 70.6 | 0 | 0 | 284.1 | 294.4 | 291 | 41.7 | 0
5:00 | -3 | 82.8 | 0 | 0.3 | 284 | 294.3 | 290.9 | 43.8 | 0
6:00 | 6 | 94.7 | 0 | 19.9 | 284.3 | 294.3 | 291.2 | 41.8 | 0
7:00 | 15 | 107 | 0 | 44.4 | 284.7 | 294.5 | 291.7 | 36.9 | 0
8:00 | 23.3 | 120.2 | 0 | 67.9 | 285.4 | 296.9 | 293.5 | 0.4 | 0
9:00 | 30.6 | 135 | 0 | 89.9 | 286.1 | 297 | 294 | 0.5 | 0
10:00 | 36 | 151.7 | 0 | 104.9 | 286.8 | 297 | 294.6 | 0.3 | 0
11:00 | 39 | 170.3 | 0 | 105.9 | 287.6 | 296.9 | 294.9 | 0.2 | 0
noon | 39 | -170.3 | 0 | 104.9 | 288.3 | 296.9 | 295.2 | 0.1 | 0
13:00 | 36 | -151.7 | 0 | 101.4 | 288.9 | 296.8 | 295.3 | 0.2 | 0
14:00 | 30.6 | -135 | 0 | 92.6 | 289.4 | 297.1 | 295.4 | 0.1 | 0
15:00 | 23.3 | -120.2 | 0 | 73.2 | 289.5 | 297 | 295.4 | 0.2 | 0
16:00 | 15 | -107 | 0 | 44.6 | 289.3 | 296.9 | 294.7 | 0 | 0
17:00 | 6 | -94.7 | 0 | 23.9 | 288.6 | 297 | 294.4 | 0.1 | 0
18:00 | -3 | -82.8 | 0 | 2.4 | 287.8 | 296.8 | 293.9 | 0.2 | 0
19:00 | -11.8 | -70.6 | 0 | 0 | 287.1 | 296.7 | 293.8 | 0.4 | 0
20:00 | -20 | -57.5 | 0 | 0 | 286.5 | 296.7 | 293.2 | 0.5 | 0
21:00 | -27.1 | -43.1 | 0 | 0 | 285.9 | 296.6 | 293.2 | 0.6 | 0
22:00 | -32.3 | -26.9 | 0 | 0 | 285.3 | 296.6 | 292.9 | 0.6 | 0
23:00 | -35.1 | -9.1 | 0 | 0 | 285 | 296.9 | 292.8 | 0.5 | 0
October
| solar | solar | direct | diffuse | outdoor | indoor | window | heating | blinds
| altitude | azimuth | radiation | radiation | temp. | temp. | temp. | load | closed
| (degrees) | (degrees) | (W-h/m2) | (W-h/m2) | (K) | (K) | (K) | (W-h/m2) | (% time)
midnight | -47 | 10.8 | 0 | 0 | 282.1 | 294.3 | 290.3 | 57.2 | 0
1:00 | -43.7 | 31.4 | 0 | 0 | 282.1 | 294.2 | 290.3 | 56.3 | 0
2:00 | -37.8 | 49.3 | 0 | 0 | 282 | 294.1 | 290.2 | 57.7 | 0
3:00 | -30.1 | 64.6 | 0 | 0 | 281.8 | 294.1 | 290.1 | 58.6 | 0
4:00 | -21.5 | 78 | 0 | 0 | 281.8 | 294.1 | 290.1 | 60.1 | 0
5:00 | -12.4 | 90.2 | 0 | 0 | 281.7 | 294.1 | 290 | 64.9 | 0
6:00 | -3.4 | 102 | 0 | 0.8 | 281.8 | 294.1 | 290.1 | 65.6 | 0
7:00 | 5.2 | 114 | 0 | 16.8 | 282.2 | 294.1 | 290.4 | 64.3 | 0
8:00 | 13 | 126.6 | 0 | 37.6 | 282.6 | 296.2 | 291.5 | 0.6 | 0
9:00 | 19.7 | 140.4 | 0 | 61.3 | 283.3 | 296 | 292.7 | 1.1 | 0
10:00 | 24.5 | 155.5 | 0 | 70.4 | 283.9 | 296.1 | 292.9 | 0.8 | 0
11:00 | 27.1 | 171.7 | 0 | 81.3 | 284.6 | 296.2 | 293 | 0.7 | 0
noon | 27.1 | -171.7 | 0 | 79 | 285.1 | 296.1 | 293.4 | 0.8 | 0
13:00 | 24.5 | -155.5 | 0 | 65.6 | 285.4 | 296.1 | 293.3 | 0.7 | 0
14:00 | 19.7 | -140.4 | 0 | 49.7 | 285.5 | 296 | 293.2 | 0.7 | 0
15:00 | 13 | -126.6 | 0 | 33.4 | 285.3 | 296.2 | 292.9 | 0.5 | 0
16:00 | 5.2 | -114 | 0 | 14.6 | 284.7 | 296.2 | 292.7 | 0.6 | 0
17:00 | -3.4 | -102 | 0 | 0.4 | 284.1 | 296.1 | 292.1 | 0.7 | 0
18:00 | -12.4 | -90.2 | 0 | 0 | 283.5 | 295.8 | 292 | 0.9 | 0
19:00 | -21.5 | -78 | 0 | 0 | 283.1 | 296.2 | 291.8 | 0.7 | 0
20:00 | -30.1 | -64.6 | 0 | 0 | 282.8 | 296 | 291.7 | 0.7 | 0
21:00 | -37.8 | -49.3 | 0 | 0 | 282.5 | 295.9 | 291.6 | 0.8 | 0
22:00 | -43.7 | -31.4 | 0 | 0 | 282.4 | 296.1 | 291.5 | 0.6 | 0
23:00 | -47 | -10.8 | 0 | 0 | 282.2 | 296.2 | 291.5 | 0.7 | 0
November
| solar | solar | direct | diffuse | outdoor | indoor | window | heating | blinds
| altitude | azimuth | radiation | radiation | temp. | temp. | temp. | load | closed
| (degrees) | (degrees) | (W-h/m2) | (W-h/m2) | (K) | (K) | (K) | (W-h/m2) | (% time)
midnight | -56.2 | 12.8 | 0 | 0 | 278.9 | 294.1 | 289.1 | 103 | 0
1:00 | -52.4 | 36.3 | 0 | 0 | 278.8 | 294.1 | 289.1 | 103.4 | 0
2:00 | -45.8 | 55.6 | 0 | 0 | 278.6 | 294.1 | 289.1 | 109.6 | 0
3:00 | -37.7 | 71.1 | 0 | 0 | 278.5 | 294.1 | 289 | 105.9 | 0
4:00 | -28.8 | 84.3 | 0 | 0 | 278.4 | 294.1 | 289 | 101.9 | 0
5:00 | -19.7 | 96.2 | 0 | 0 | 278.4 | 294.1 | 289 | 105.3 | 0
6:00 | -10.7 | 107.7 | 0 | 0 | 278.3 | 294.1 | 289 | 105.7 | 0
7:00 | -2.4 | 119.2 | 0 | 1 | 278.2 | 294.1 | 288.9 | 106.3 | 0
8:00 | 5 | 131.2 | 0 | 16 | 278.4 | 295.4 | 290.2 | 1.6 | 0
9:00 | 11.1 | 144.1 | 0 | 30.1 | 278.8 | 296 | 290.5 | 1.7 | 0
10:00 | 15.5 | 157.9 | 0 | 45.9 | 279.2 | 296.3 | 291 | 2.1 | 0
11:00 | 17.8 | 172.5 | 0 | 57.8 | 279.7 | 295.7 | 291.1 | 1.9 | 0
noon | 17.8 | -172.5 | 0 | 55.3 | 280.1 | 296.1 | 291.5 | 1.5 | 0
13:00 | 15.5 | -157.9 | 0 | 47.3 | 280.3 | 295.8 | 291.4 | 1.9 | 0
14:00 | 11.1 | -144.1 | 0 | 30.2 | 280.4 | 295.8 | 291.1 | 1.8 | 0
15:00 | 5 | -131.2 | 0 | 12.9 | 280.2 | 296.1 | 290.9 | 1.3 | 0
16:00 | -2.4 | -119.2 | 0 | 0 | 280 | 295.5 | 290.9 | 1.9 | 0
17:00 | -10.7 | -107.7 | 0 | 0 | 279.7 | 295.9 | 290.7 | 1.4 | 0
18:00 | -19.7 | -96.2 | 0 | 0 | 279.6 | 295.9 | 290.6 | 1.5 | 0
19:00 | -28.8 | -84.3 | 0 | 0 | 279.4 | 295.8 | 290.5 | 1.6 | 0
20:00 | -37.7 | -71.1 | 0 | 0 | 279.4 | 295.9 | 290.5 | 1.7 | 0
21:00 | -45.8 | -55.6 | 0 | 0 | 279.2 | 296.1 | 290.5 | 1.6 | 0
22:00 | -52.4 | -36.3 | 0 | 0 | 279 | 295.6 | 290.6 | 2 | 0
23:00 | -56.2 | -12.8 | 0 | 0 | 278.8 | 295.5 | 290.3 | 1.8 | 0
December
| solar | solar | direct | diffuse | outdoor | indoor | window | heating | blinds
| altitude | azimuth | radiation | radiation | temp. | temp. | temp. | load | closed
| (degrees) | (degrees) | (W-h/m2) | (W-h/m2) | (K) | (K) | (K) | (W-h/m2) | (% time)
midnight | -60.2 | 13.9 | 0 | 0 | 276.9 | 294.1 | 288.5 | 107.4 | 0
1:00 | -56.1 | 39.1 | 0 | 0 | 276.8 | 294.1 | 288.5 | 111.4 | 0
2:00 | -49.2 | 58.9 | 0 | 0 | 276.8 | 294.1 | 288.5 | 111.7 | 0
3:00 | -40.9 | 74.4 | 0 | 0 | 276.8 | 294.1 | 288.5 | 111.7 | 0
4:00 | -31.9 | 87.4 | 0 | 0 | 276.9 | 294.1 | 288.5 | 109.1 | 0
5:00 | -22.8 | 99.1 | 0 | 0 | 277 | 294.1 | 288.5 | 112.1 | 0
6:00 | -14 | 110.2 | 0 | 0 | 276.9 | 294.1 | 288.5 | 109.3 | 0
7:00 | -5.8 | 121.5 | 0 | 0 | 276.9 | 294.1 | 288.5 | 106.5 | 0
8:00 | 1.4 | 133.2 | 0 | 1.8 | 277.1 | 295.1 | 290.4 | 1.9 | 0
9:00 | 7.3 | 145.7 | 0 | 14.9 | 277.3 | 296.3 | 289.6 | 2 | 0
10:00 | 11.6 | 158.9 | 0 | 28.6 | 277.7 | 295.9 | 290.6 | 2.4 | 0
11:00 | 13.8 | 172.9 | 0 | 36.8 | 277.9 | 295.8 | 290.4 | 2.8 | 0
noon | 13.8 | -172.9 | 0 | 37.9 | 278.2 | 295.7 | 290.6 | 2.1 | 0
13:00 | 11.6 | -158.9 | 0 | 29 | 278.4 | 295.9 | 290.4 | 1.9 | 0
14:00 | 7.3 | -145.7 | 0 | 18.1 | 278.3 | 296.1 | 290.2 | 2.1 | 0
15:00 | 1.4 | -133.2 | 0 | 4.7 | 278.2 | 295.8 | 290.4 | 2.2 | 0
16:00 | -5.8 | -121.5 | 0 | 0 | 277.8 | 295.6 | 289.9 | 2 | 0
17:00 | -14 | -110.2 | 0 | 0 | 277.7 | 295.8 | 289.9 | 1.9 | 0
18:00 | -22.8 | -99.1 | 0 | 0 | 277.5 | 295.8 | 289.9 | 2 | 0
19:00 | -31.9 | -87.4 | 0 | 0 | 277.5 | 296 | 289.9 | 2.2 | 0
20:00 | -40.9 | -74.4 | 0 | 0 | 277.3 | 295.9 | 290 | 1.9 | 0
21:00 | -49.2 | -58.9 | 0 | 0 | 277.1 | 295.7 | 289.7 | 1.9 | 0
22:00 | -56.1 | -39.1 | 0 | 0 | 277.1 | 295.6 | 289.6 | 2 | 0
23:00 | -60.2 | -13.9 | 0 | 0 | 277 | 296.2 | 289.5 | 1.8 | 0

## Sheet28
Scenario Four (green)
Tue Dec 03 2019 23:11:38 GMT+0000 (Greenwich Mean Time)
Setup Information:
Building
Location | UK - London
Building length, side A | N/A
Building length, side B | N/A
Simulation Type
Simulation Type | one_sided
Window Description
Typology | dgu_nb
Glazing Type | clear
Window Area | 28%
Wall Description
Insulation R-Value | 99999999.9 m2-K/W
Occupancy
Type | Low-rise Residential
Occupancy Load | 0.000 people per m2
Lighting Requirements | 400 lux
Equipment Load | 0.00 W/m2
Room Ventilation
Air Change Rate per Occupant | 15.0 liters / sec per person
Total Air Change Rate | 0.0 roomfuls per hour
Lighting Control
Lighting Control | lights do not respond to daylight: all lights fully on while building is occupied
Representative Room
Orientation | north
Room Depth | 27 m
Room Width | 5 m
Room Height | 2.2 m
Thermal Mass
Thermal Mass | none
Overhang
Overhang Depth | 0 m
Roof
Roof Type | adiabatic roof
Simulation Results:
Primary Energy Use and CO2 Emissions
| heating | cooling | lighting | total | CO2
| energy | energy | energy | energy | emissions
| (kWh/m2) | (kWh/m2) | (kWh/m2) | (kWh/m2) | (kg/m2)
January | 33.9 | 0 | 7.3 | 41.2 | 8.2
February | 28.2 | 0 | 6.6 | 34.8 | 7
March | 32.1 | 0 | 7.3 | 39.4 | 7.9
April | 25.8 | 0 | 7.1 | 32.9 | 6.6
May | 18.7 | 0 | 7.3 | 26 | 5.2
June | 9.4 | 0 | 7.1 | 16.5 | 3.3
July | 4.2 | 0 | 7.3 | 11.5 | 2.3
August | 4.2 | 0 | 7.3 | 11.5 | 2.3
September | 10.1 | 0 | 7.1 | 17.2 | 3.4
October | 15.4 | 0 | 7.3 | 22.7 | 4.5
November | 26 | 0 | 7.1 | 33.1 | 6.6
December | 28.3 | 0 | 7.3 | 35.6 | 7.1
Total | 236.3 | 0 | 86.1 | 322.4 | 64.5 | yearly energy
January
| solar | solar | direct | diffuse | outdoor | indoor | window | heating | blinds
| altitude | azimuth | radiation | radiation | temp. | temp. | temp. | load | closed
| (degrees) | (degrees) | (W-h/m2) | (W-h/m2) | (K) | (K) | (K) | (W-h/m2) | (% time)
midnight | -58.1 | 13.3 | 0 | 0 | 275.9 | 294.1 | 288.2 | 135.1 | 0
1:00 | -54.2 | 37.6 | 0 | 0 | 275.8 | 294.1 | 288.2 | 134.3 | 0
2:00 | -47.5 | 57.1 | 0 | 0 | 275.8 | 294.1 | 288.2 | 132.8 | 0
3:00 | -39.2 | 72.7 | 0 | 0 | 275.7 | 294.1 | 288.1 | 128.6 | 0
4:00 | -30.2 | 85.8 | 0 | 0 | 275.6 | 294.1 | 288.1 | 131.3 | 0
5:00 | -21.1 | 97.6 | 0 | 0 | 275.6 | 294.1 | 288.1 | 131.2 | 0
6:00 | -12.3 | 108.9 | 0 | 0 | 275.5 | 294.1 | 288.1 | 128.8 | 0
7:00 | -4 | 120.3 | 0 | 0 | 275.5 | 294.1 | 288.1 | 127.7 | 0
8:00 | 3.3 | 132.2 | 0 | 5.1 | 275.7 | 294.9 | 290.1 | 2.3 | 0
9:00 | 9.3 | 144.9 | 0 | 20.2 | 276.1 | 295.9 | 289 | 2.3 | 0
10:00 | 13.6 | 158.4 | 0 | 34.6 | 276.5 | 296.3 | 289.9 | 2.4 | 0
11:00 | 15.9 | 172.7 | 0 | 40.5 | 276.7 | 295.5 | 290.2 | 2.9 | 0
noon | 15.9 | -172.7 | 0 | 42.7 | 277.2 | 295.6 | 290.2 | 2.8 | 0
13:00 | 13.6 | -158.4 | 0 | 38.1 | 277.6 | 296 | 290.2 | 2.4 | 0
14:00 | 9.3 | -144.9 | 0 | 26.7 | 277.5 | 295.8 | 290.4 | 2.8 | 0
15:00 | 3.3 | -132.2 | 0 | 13.2 | 277.3 | 295.7 | 290 | 2.6 | 0
16:00 | -4 | -120.3 | 0 | 0.6 | 277 | 295.6 | 289.5 | 2.4 | 0
17:00 | -12.3 | -108.9 | 0 | 0 | 276.8 | 296.2 | 289.6 | 2.5 | 0
18:00 | -21.1 | -97.6 | 0 | 0 | 276.5 | 296 | 289.6 | 3 | 0
19:00 | -30.2 | -85.8 | 0 | 0 | 276.3 | 295.5 | 289.6 | 3.3 | 0
20:00 | -39.2 | -72.7 | 0 | 0 | 276.1 | 295.6 | 289.4 | 2.6 | 0
21:00 | -47.5 | -57.1 | 0 | 0 | 276.1 | 295.9 | 289.2 | 2.4 | 0
22:00 | -54.2 | -37.6 | 0 | 0 | 276 | 295.9 | 289.3 | 2.9 | 0
23:00 | -58.1 | -13.3 | 0 | 0 | 275.9 | 295.6 | 289.6 | 3 | 0
February
| solar | solar | direct | diffuse | outdoor | indoor | window | heating | blinds
| altitude | azimuth | radiation | radiation | temp. | temp. | temp. | load | closed
| (degrees) | (degrees) | (W-h/m2) | (W-h/m2) | (K) | (K) | (K) | (W-h/m2) | (% time)
midnight | -50.4 | 11.4 | 0 | 0 | 275.4 | 294.1 | 288 | 115.3 | 0
1:00 | -46.9 | 33 | 0 | 0 | 275.3 | 294.1 | 288 | 109.8 | 0
2:00 | -40.8 | 51.4 | 0 | 0 | 275.2 | 294.1 | 288 | 113.9 | 0
3:00 | -32.9 | 66.9 | 0 | 0 | 275.2 | 294.1 | 288 | 120.5 | 0
4:00 | -24.2 | 80.2 | 0 | 0 | 275.2 | 294.1 | 288 | 122.5 | 0
5:00 | -15.1 | 92.3 | 0 | 0 | 275.1 | 294.1 | 287.9 | 127.1 | 0
6:00 | -6.1 | 104 | 0 | 0 | 275.1 | 294.1 | 287.9 | 126.9 | 0
7:00 | 2.4 | 115.9 | 0 | 2.3 | 275.1 | 294.1 | 288 | 130.6 | 0
8:00 | 10.1 | 128.3 | 0 | 20.6 | 275.5 | 295.2 | 289.6 | 2.4 | 0
9:00 | 16.5 | 141.8 | 0 | 40.4 | 276.1 | 296.3 | 289.6 | 2.3 | 0
10:00 | 21.2 | 156.4 | 0 | 55.1 | 276.7 | 295.8 | 290.2 | 3.1 | 0
11:00 | 23.7 | 172 | 0 | 60.6 | 277.3 | 295.4 | 290.5 | 3.3 | 0
noon | 23.7 | -172 | 0 | 65.1 | 277.9 | 295.9 | 290.7 | 2.2 | 0
13:00 | 21.2 | -156.4 | 0 | 57 | 278.4 | 296.2 | 290.9 | 2.2 | 0
14:00 | 16.5 | -141.8 | 0 | 53.5 | 278.5 | 295.8 | 291 | 2.6 | 0
15:00 | 10.1 | -128.3 | 0 | 36 | 278.3 | 295.9 | 290.4 | 2.7 | 0
16:00 | 2.4 | -115.9 | 0 | 14.5 | 277.7 | 295.9 | 290 | 2.3 | 0
17:00 | -6.1 | -104 | 0 | 0.3 | 277.1 | 296 | 289.7 | 2.4 | 0
18:00 | -15.1 | -92.3 | 0 | 0 | 276.7 | 295.9 | 289.6 | 2.3 | 0
19:00 | -24.2 | -80.2 | 0 | 0 | 276.3 | 295.7 | 289.6 | 3.1 | 0
20:00 | -32.9 | -66.9 | 0 | 0 | 276 | 295.9 | 289.3 | 2.6 | 0
21:00 | -40.8 | -51.4 | 0 | 0 | 275.7 | 296.2 | 289.2 | 2.4 | 0
22:00 | -46.9 | -33 | 0 | 0 | 275.5 | 295.7 | 289.5 | 2.5 | 0
23:00 | -50.4 | -11.4 | 0 | 0 | 275.4 | 295.9 | 289.2 | 2.2 | 0
March
| solar | solar | direct | diffuse | outdoor | indoor | window | heating | blinds
| altitude | azimuth | radiation | radiation | temp. | temp. | temp. | load | closed
| (degrees) | (degrees) | (W-h/m2) | (W-h/m2) | (K) | (K) | (K) | (W-h/m2) | (% time)
midnight | -39 | 9.6 | 0 | 0 | 276.9 | 294.1 | 288.5 | 127.1 | 0
1:00 | -36 | 28.2 | 0 | 0 | 276.8 | 294.1 | 288.5 | 131.1 | 0
2:00 | -30.6 | 45 | 0 | 0 | 276.7 | 294.1 | 288.4 | 135.3 | 0
3:00 | -23.4 | 59.7 | 0 | 0 | 276.5 | 294.1 | 288.4 | 127.7 | 0
4:00 | -15 | 72.9 | 0 | 0 | 276.3 | 294.1 | 288.3 | 129 | 0
5:00 | -6.1 | 85.2 | 0 | 0 | 276.4 | 294.1 | 288.3 | 123.8 | 0
6:00 | 2.9 | 97.1 | 0 | 4.1 | 276.6 | 294.1 | 288.4 | 116.3 | 0
7:00 | 11.8 | 109.3 | 0 | 24.9 | 276.9 | 294.1 | 288.8 | 113 | 0
8:00 | 20 | 122.4 | 0 | 48.1 | 277.4 | 295.9 | 289.7 | 1.8 | 0
9:00 | 27 | 136.9 | 0 | 66.7 | 278 | 295.8 | 290.8 | 2.2 | 0
10:00 | 32.2 | 153.1 | 0 | 85.8 | 278.8 | 296 | 291.1 | 1.9 | 0
11:00 | 35.1 | 170.8 | 0 | 100 | 279.8 | 295.8 | 291.6 | 2.1 | 0
noon | 35.1 | -170.8 | 0 | 101.7 | 280.5 | 296.2 | 291.9 | 1.8 | 0
13:00 | 32.2 | -153.1 | 0 | 93 | 281.2 | 295.8 | 292.1 | 1.5 | 0
14:00 | 27 | -136.9 | 0 | 79.8 | 281.5 | 296.3 | 292 | 1.5 | 0
15:00 | 20 | -122.4 | 0 | 58.9 | 281.4 | 295.9 | 291.7 | 1.9 | 0
16:00 | 11.8 | -109.3 | 0 | 34.5 | 280.9 | 296.2 | 291.4 | 1.7 | 0
17:00 | 2.9 | -97.1 | 0 | 15.4 | 280.1 | 295.8 | 291 | 2.3 | 0
18:00 | -6.1 | -85.2 | 0 | 0 | 279.4 | 295.6 | 290.6 | 2 | 0
19:00 | -15 | -72.9 | 0 | 0 | 278.7 | 295.7 | 290.2 | 2.3 | 0
20:00 | -23.4 | -59.7 | 0 | 0 | 278.2 | 295.7 | 290.1 | 2.4 | 0
21:00 | -30.6 | -45 | 0 | 0 | 277.8 | 295.7 | 289.9 | 2.8 | 0
22:00 | -36 | -28.2 | 0 | 0 | 277.3 | 295.7 | 289.5 | 2.8 | 0
23:00 | -39 | -9.6 | 0 | 0 | 277.1 | 296 | 289.5 | 2.7 | 0
April
| solar | solar | direct | diffuse | outdoor | indoor | window | heating | blinds
| altitude | azimuth | radiation | radiation | temp. | temp. | temp. | load | closed
| (degrees) | (degrees) | (W-h/m2) | (W-h/m2) | (K) | (K) | (K) | (W-h/m2) | (% time)
midnight | -27.1 | 8.3 | 0 | 0 | 278.5 | 294.1 | 289 | 104.5 | 0
1:00 | -24.5 | 24.4 | 0 | 0 | 278.2 | 294.1 | 288.9 | 102.6 | 0
2:00 | -19.7 | 39.5 | 0 | 0 | 278 | 294.1 | 288.9 | 104.2 | 0
3:00 | -13.1 | 53.3 | 0 | 0 | 277.7 | 294.1 | 288.8 | 106.2 | 0
4:00 | -5.2 | 66 | 0 | 0 | 277.4 | 294.1 | 288.7 | 105.2 | 0
5:00 | 3.4 | 78 | 3 | 8 | 277.6 | 294.1 | 288.8 | 104.1 | 0
6:00 | 12.4 | 89.8 | 0.4 | 33.9 | 278.1 | 294.1 | 289.2 | 107.2 | 0
7:00 | 21.5 | 102 | 0 | 60.7 | 278.8 | 294.1 | 289.8 | 103.7 | 0
8:00 | 30.1 | 115.3 | 0 | 79.7 | 279.5 | 296.7 | 291 | 1.4 | 0
9:00 | 37.7 | 130.6 | 0 | 102.3 | 280.6 | 296.4 | 291.7 | 2.4 | 0
10:00 | 43.7 | 148.5 | 0 | 121.4 | 281.5 | 296.1 | 292.4 | 2 | 0
11:00 | 47 | 169.1 | 0 | 133.9 | 282.5 | 295.9 | 293 | 1.6 | 0
noon | 47 | -169.1 | 0 | 135.6 | 283.5 | 295.7 | 293.3 | 1.2 | 0
13:00 | 43.7 | -148.5 | 0 | 127.4 | 284.2 | 296.2 | 293.6 | 1 | 0
14:00 | 37.7 | -130.6 | 0 | 116.3 | 284.7 | 296 | 293.5 | 1 | 0
15:00 | 30.1 | -115.3 | 0 | 86.8 | 285 | 295.7 | 293.4 | 0.9 | 0
16:00 | 21.5 | -102 | 0 | 66.8 | 284.7 | 296.1 | 292.9 | 0.8 | 0
17:00 | 12.4 | -89.8 | 0.5 | 41.3 | 283.9 | 296 | 292.3 | 1 | 0
18:00 | 3.4 | -78 | 12.3 | 16.4 | 283 | 295.6 | 292 | 1.4 | 0
19:00 | -5.2 | -66 | 0 | 0 | 282 | 296 | 291.2 | 0.9 | 0
20:00 | -13.1 | -53.3 | 0 | 0 | 281 | 296 | 291 | 1.5 | 0
21:00 | -19.7 | -39.5 | 0 | 0 | 280 | 295.9 | 290.9 | 1.7 | 0
22:00 | -24.5 | -24.4 | 0 | 0 | 279.3 | 295.6 | 290.4 | 2 | 0
23:00 | -27.1 | -8.3 | 0 | 0 | 278.6 | 295.9 | 290.3 | 2 | 0
May
| solar | solar | direct | diffuse | outdoor | indoor | window | heating | blinds
| altitude | azimuth | radiation | radiation | temp. | temp. | temp. | load | closed
| (degrees) | (degrees) | (W-h/m2) | (W-h/m2) | (K) | (K) | (K) | (W-h/m2) | (% time)
midnight | -17.9 | 7.4 | 0 | 0 | 281 | 294.1 | 289.8 | 74.8 | 0
1:00 | -15.5 | 22 | 0 | 0 | 280.8 | 294.1 | 289.7 | 75.4 | 0
2:00 | -11.1 | 35.8 | 0 | 0 | 280.5 | 294.1 | 289.7 | 75.9 | 0
3:00 | -5 | 48.7 | 0 | 0 | 280.2 | 294.1 | 289.5 | 74.5 | 0
4:00 | 2.4 | 60.8 | 12.8 | 10.9 | 280.2 | 294.1 | 289.8 | 76.6 | 0
5:00 | 10.7 | 72.3 | 41.5 | 40.6 | 280.5 | 294.1 | 290.5 | 75.8 | 0
6:00 | 19.6 | 83.7 | 18 | 62.9 | 280.9 | 294.1 | 290.6 | 75.9 | 0
7:00 | 28.7 | 95.6 | 0 | 84.8 | 281.8 | 294.1 | 291 | 67.3 | 0
8:00 | 37.6 | 108.8 | 0 | 101.3 | 282.7 | 295.8 | 292.6 | 0.8 | 0
9:00 | 45.8 | 124.4 | 0 | 131.7 | 283.7 | 295.9 | 293.5 | 0.9 | 0
10:00 | 52.4 | 143.6 | 0 | 145.9 | 284.8 | 296 | 293.8 | 0.7 | 0
11:00 | 56.2 | 167.2 | 0 | 152.2 | 285.8 | 296 | 294.2 | 0.4 | 0
noon | 56.2 | -167.2 | 0 | 145.7 | 286.8 | 296.6 | 294.4 | 0.3 | 0
13:00 | 52.4 | -143.6 | 0 | 137.1 | 287.6 | 296.3 | 294.8 | 0.4 | 0
14:00 | 45.8 | -124.4 | 0 | 134.2 | 288 | 296.4 | 295 | 0.4 | 0
15:00 | 37.6 | -108.8 | 0 | 116.3 | 288 | 296.3 | 294.7 | 0.3 | 0
16:00 | 28.7 | -95.6 | 0 | 97.6 | 287.9 | 296.3 | 294.3 | 0.3 | 0
17:00 | 19.6 | -83.7 | 19 | 74.3 | 287.3 | 296.2 | 294 | 0.3 | 0
18:00 | 10.7 | -72.3 | 47.9 | 48.7 | 286.3 | 296 | 293.8 | 0.3 | 0
19:00 | 2.4 | -60.8 | 25.2 | 18.1 | 285.1 | 296 | 292.8 | 0.4 | 0
20:00 | -5 | -48.7 | 0 | 0 | 284 | 296.5 | 292 | 0.4 | 0
21:00 | -11.1 | -35.8 | 0 | 0 | 283.1 | 295.3 | 292 | 0.7 | 0
22:00 | -15.5 | -22 | 0 | 0 | 282.3 | 296 | 291.2 | 0.6 | 0
23:00 | -17.9 | -7.4 | 0 | 0 | 281.5 | 296.1 | 291.1 | 0.9 | 0
June
| solar | solar | direct | diffuse | outdoor | indoor | window | heating | blinds
| altitude | azimuth | radiation | radiation | temp. | temp. | temp. | load | closed
| (degrees) | (degrees) | (W-h/m2) | (W-h/m2) | (K) | (K) | (K) | (W-h/m2) | (% time)
midnight | -13.8 | 7 | 0 | 0 | 284.5 | 294.2 | 291 | 41.9 | 0
1:00 | -11.6 | 21 | 0 | 0 | 284.2 | 294.1 | 290.9 | 41.1 | 0
2:00 | -7.3 | 34.3 | 0 | 0 | 283.9 | 294.1 | 290.7 | 37.8 | 0
3:00 | -1.4 | 46.7 | 0 | 0 | 283.6 | 294.1 | 290.6 | 36.7 | 0
4:00 | 5.8 | 58.4 | 47 | 27.4 | 283.7 | 294.2 | 291.6 | 38.1 | 0
5:00 | 14 | 69.7 | 54.6 | 52.4 | 284.2 | 294.3 | 292.1 | 37.9 | 0
6:00 | 22.8 | 80.8 | 26.7 | 76.8 | 284.6 | 294.3 | 292.2 | 38.9 | 0
7:00 | 31.9 | 92.5 | 0 | 90.6 | 285.2 | 294.4 | 292.3 | 37.5 | 0
8:00 | 40.9 | 105.5 | 0 | 104.6 | 286.2 | 296.2 | 294 | 0.3 | 0
9:00 | 49.2 | 121 | 0 | 130.5 | 287.2 | 296 | 294.7 | 0.3 | 0
10:00 | 56.1 | 140.8 | 0 | 140.9 | 288.1 | 296.2 | 295.2 | 0.1 | 0
11:00 | 60.2 | 166 | 0 | 149.1 | 289.1 | 296.6 | 295.6 | 0.2 | 0
noon | 60.2 | -166 | 0 | 150.4 | 290 | 297 | 296.2 | 0.1 | 0
13:00 | 56.1 | -140.8 | 0 | 149.6 | 290.6 | 297.4 | 296.7 | 0 | 0
14:00 | 49.2 | -121 | 0 | 133.5 | 291 | 297 | 296.6 | 0.1 | 0
15:00 | 40.9 | -105.5 | 0 | 111.8 | 291.1 | 297.1 | 296.4 | 0 | 0
16:00 | 31.9 | -92.5 | 0 | 113.1 | 290.9 | 297.1 | 296.1 | 0 | 0
17:00 | 22.8 | -80.8 | 25.1 | 93.4 | 290.2 | 296.8 | 295.5 | 0.2 | 0
18:00 | 14 | -69.7 | 50.8 | 67.2 | 289.3 | 296.7 | 295.2 | 0.2 | 0
19:00 | 5.8 | -58.4 | 47.8 | 41 | 288.3 | 296.3 | 294.7 | 0.2 | 0
20:00 | -1.4 | -46.7 | 0 | 0 | 287.4 | 296.4 | 293.4 | 0.2 | 0
21:00 | -7.3 | -34.3 | 0 | 0 | 286.4 | 295.9 | 293.3 | 0.3 | 0
22:00 | -11.6 | -21 | 0 | 0 | 285.7 | 296 | 292.8 | 0.4 | 0
23:00 | -13.8 | -7 | 0 | 0 | 284.8 | 296.4 | 292.5 | 0.3 | 0
July
| solar | solar | direct | diffuse | outdoor | indoor | window | heating | blinds
| altitude | azimuth | radiation | radiation | temp. | temp. | temp. | load | closed
| (degrees) | (degrees) | (W-h/m2) | (W-h/m2) | (K) | (K) | (K) | (W-h/m2) | (% time)
midnight | -15.9 | 7.2 | 0 | 0 | 286.4 | 295.2 | 292.4 | 15.3 | 0
1:00 | -13.7 | 21.5 | 0 | 0 | 286.1 | 294.9 | 292 | 18.8 | 0
2:00 | -9.3 | 35.1 | 0 | 0 | 285.6 | 294.6 | 291.7 | 19.1 | 0
3:00 | -3.3 | 47.8 | 0 | 0 | 285.3 | 294.4 | 291.4 | 17.5 | 0
4:00 | 4 | 59.7 | 7.4 | 13.9 | 285.5 | 294.4 | 291.7 | 18.2 | 0
5:00 | 12.3 | 71 | 22.1 | 43.4 | 285.8 | 294.6 | 292.4 | 16.3 | 0
6:00 | 21.1 | 82.3 | 12.9 | 72.5 | 286.4 | 295 | 293 | 16.7 | 0
7:00 | 30.2 | 94.1 | 0 | 90.2 | 286.8 | 295.5 | 293.5 | 14.6 | 0
8:00 | 39.2 | 107.3 | 0 | 107.5 | 287.6 | 296.9 | 295.1 | 0 | 0
9:00 | 47.4 | 122.8 | 0 | 130 | 288.7 | 297.2 | 295.6 | 0 | 0
10:00 | 54.2 | 142.4 | 0 | 152.9 | 289.7 | 297.1 | 296.4 | 0.1 | 0
11:00 | 58.1 | 166.6 | 0 | 166.1 | 290.7 | 297.3 | 297 | 0 | 0
noon | 58.1 | -166.6 | 0 | 174.3 | 291.7 | 297.7 | 297.5 | 0 | 0
13:00 | 54.2 | -142.4 | 0 | 161.4 | 292.5 | 297.7 | 297.7 | 0 | 0
14:00 | 47.4 | -122.8 | 0 | 145.3 | 292.9 | 297.3 | 297.5 | 0 | 0
15:00 | 39.2 | -107.3 | 0 | 120.5 | 293 | 297.3 | 297.2 | 0 | 0
16:00 | 30.2 | -94.1 | 0 | 114.7 | 292.8 | 297.3 | 297.1 | 0 | 0
17:00 | 21.1 | -82.3 | 18.9 | 91.1 | 292.4 | 297.4 | 296.7 | 0 | 0
18:00 | 12.3 | -71 | 59.5 | 68.5 | 291.5 | 297.3 | 296.7 | 0 | 0
19:00 | 4 | -59.7 | 57.7 | 35.1 | 290.4 | 297.3 | 295.9 | 0 | 0
20:00 | -3.3 | -47.8 | 0 | 0 | 289.3 | 296.9 | 294.5 | 0 | 0
21:00 | -9.3 | -35.1 | 0 | 0 | 288.4 | 297.3 | 294.2 | 0 | 0
22:00 | -13.7 | -21.5 | 0 | 0 | 287.5 | 297 | 293.9 | 0.1 | 0
23:00 | -15.9 | -7.2 | 0 | 0 | 286.8 | 297 | 293.4 | 0 | 0
August
| solar | solar | direct | diffuse | outdoor | indoor | window | heating | blinds
| altitude | azimuth | radiation | radiation | temp. | temp. | temp. | load | closed
| (degrees) | (degrees) | (W-h/m2) | (W-h/m2) | (K) | (K) | (K) | (W-h/m2) | (% time)
midnight | -23.7 | 7.9 | 0 | 0 | 286.4 | 295 | 292.2 | 13.4 | 0
1:00 | -21.3 | 23.5 | 0 | 0 | 286 | 294.7 | 291.9 | 14.7 | 0
2:00 | -16.6 | 38.1 | 0 | 0 | 285.9 | 294.5 | 291.7 | 16.3 | 0
3:00 | -10.1 | 51.6 | 0 | 0 | 285.4 | 294.4 | 291.4 | 17.4 | 0
4:00 | -2.4 | 64.1 | 0 | 0 | 285.1 | 294.3 | 291.3 | 19.7 | 0
5:00 | 6 | 75.9 | 12.7 | 19 | 285.3 | 294.4 | 291.6 | 18.8 | 0
6:00 | 15.1 | 87.6 | 5.8 | 45.6 | 285.9 | 294.6 | 292.1 | 17.7 | 0
7:00 | 24.2 | 99.7 | 0 | 76 | 286.5 | 295 | 293 | 17.7 | 0
8:00 | 32.9 | 113.1 | 0 | 96.4 | 287.3 | 296.8 | 294.7 | 0 | 0
9:00 | 40.7 | 128.5 | 0 | 119 | 288.2 | 297 | 295.3 | 0 | 0
10:00 | 46.9 | 146.9 | 0 | 144.3 | 289.3 | 297 | 295.9 | 0 | 0
11:00 | 50.3 | 168.5 | 0 | 156.9 | 290.4 | 297 | 296.6 | 0 | 0
noon | 50.3 | -168.5 | 0 | 169.1 | 291.3 | 297.3 | 296.9 | 0 | 0
13:00 | 46.9 | -146.9 | 0 | 150.2 | 292 | 297.5 | 297.1 | 0 | 0
14:00 | 40.7 | -128.5 | 0 | 130.8 | 292.5 | 297.5 | 297.2 | 0 | 0
15:00 | 32.9 | -113.1 | 0 | 103.7 | 292.6 | 297.5 | 296.9 | 0 | 0
16:00 | 24.2 | -99.7 | 0 | 76.7 | 292.2 | 297.5 | 296.5 | 0 | 0
17:00 | 15.1 | -87.6 | 6.3 | 56.4 | 291.7 | 297.5 | 295.9 | 0 | 0
18:00 | 6 | -75.9 | 24.9 | 35.1 | 290.9 | 297.4 | 295.6 | 0 | 0
19:00 | -2.4 | -64.1 | 0 | 6 | 289.9 | 297.1 | 294.8 | 0 | 0
20:00 | -10.1 | -51.6 | 0 | 0 | 289 | 297 | 294.5 | 0 | 0
21:00 | -16.6 | -38.1 | 0 | 0 | 288.1 | 296.8 | 294.1 | 0 | 0
22:00 | -21.3 | -23.5 | 0 | 0 | 287.3 | 296.7 | 293.5 | 0 | 0
23:00 | -23.7 | -7.9 | 0 | 0 | 286.6 | 296.8 | 293.5 | 0 | 0
September
| solar | solar | direct | diffuse | outdoor | indoor | window | heating | blinds
| altitude | azimuth | radiation | radiation | temp. | temp. | temp. | load | closed
| (degrees) | (degrees) | (W-h/m2) | (W-h/m2) | (K) | (K) | (K) | (W-h/m2) | (% time)
midnight | -35.1 | 9.1 | 0 | 0 | 284.9 | 295 | 291.7 | 42.1 | 0
1:00 | -32.3 | 26.9 | 0 | 0 | 284.8 | 294.7 | 291.5 | 42.1 | 0
2:00 | -27.1 | 43.1 | 0 | 0 | 284.5 | 294.5 | 291.3 | 41.6 | 0
3:00 | -20 | 57.5 | 0 | 0 | 284.3 | 294.5 | 291.1 | 41 | 0
4:00 | -11.8 | 70.6 | 0 | 0 | 284.1 | 294.4 | 291 | 41.7 | 0
5:00 | -3 | 82.8 | 0 | 0.3 | 284 | 294.3 | 290.9 | 43.9 | 0
6:00 | 6 | 94.7 | 0 | 19.9 | 284.3 | 294.3 | 291.2 | 41.8 | 0
7:00 | 15 | 107 | 0 | 44.4 | 284.7 | 294.5 | 291.7 | 36.9 | 0
8:00 | 23.3 | 120.2 | 0 | 67.9 | 285.4 | 296.9 | 293.5 | 0.4 | 0
9:00 | 30.6 | 135 | 0 | 89.9 | 286.1 | 297 | 294 | 0.5 | 0
10:00 | 36 | 151.7 | 0 | 104.9 | 286.8 | 296.9 | 294.6 | 0.3 | 0
11:00 | 39 | 170.3 | 0 | 105.9 | 287.6 | 296.9 | 294.9 | 0.2 | 0
noon | 39 | -170.3 | 0 | 104.9 | 288.3 | 296.8 | 295.2 | 0.1 | 0
13:00 | 36 | -151.7 | 0 | 101.4 | 288.9 | 296.7 | 295.3 | 0.1 | 0
14:00 | 30.6 | -135 | 0 | 92.6 | 289.4 | 297.1 | 295.5 | 0.1 | 0
15:00 | 23.3 | -120.2 | 0 | 73.2 | 289.5 | 296.9 | 295.4 | 0.2 | 0
16:00 | 15 | -107 | 0 | 44.6 | 289.3 | 297.1 | 294.9 | 0 | 0
17:00 | 6 | -94.7 | 0 | 23.9 | 288.6 | 297 | 294.5 | 0.1 | 0
18:00 | -3 | -82.8 | 0 | 2.4 | 287.8 | 296.8 | 294 | 0.3 | 0
19:00 | -11.8 | -70.6 | 0 | 0 | 287.1 | 296.9 | 293.8 | 0.4 | 0
20:00 | -20 | -57.5 | 0 | 0 | 286.5 | 296.5 | 293.4 | 0.6 | 0
21:00 | -27.1 | -43.1 | 0 | 0 | 285.9 | 296.6 | 293.1 | 0.6 | 0
22:00 | -32.3 | -26.9 | 0 | 0 | 285.3 | 296.6 | 292.8 | 0.5 | 0
23:00 | -35.1 | -9.1 | 0 | 0 | 285 | 296.5 | 293 | 0.7 | 0
October
| solar | solar | direct | diffuse | outdoor | indoor | window | heating | blinds
| altitude | azimuth | radiation | radiation | temp. | temp. | temp. | load | closed
| (degrees) | (degrees) | (W-h/m2) | (W-h/m2) | (K) | (K) | (K) | (W-h/m2) | (% time)
midnight | -47 | 10.8 | 0 | 0 | 282.1 | 294.3 | 290.3 | 57.3 | 0
1:00 | -43.7 | 31.4 | 0 | 0 | 282.1 | 294.2 | 290.2 | 56.3 | 0
2:00 | -37.8 | 49.3 | 0 | 0 | 282 | 294.1 | 290.2 | 57.7 | 0
3:00 | -30.1 | 64.6 | 0 | 0 | 281.8 | 294.1 | 290.1 | 58.7 | 0
4:00 | -21.5 | 78 | 0 | 0 | 281.8 | 294.1 | 290.1 | 60.1 | 0
5:00 | -12.4 | 90.2 | 0 | 0 | 281.7 | 294.1 | 290 | 64.9 | 0
6:00 | -3.4 | 102 | 0 | 0.8 | 281.8 | 294.1 | 290.1 | 65.6 | 0
7:00 | 5.2 | 114 | 0 | 16.8 | 282.2 | 294.1 | 290.4 | 64.4 | 0
8:00 | 13 | 126.6 | 0 | 37.6 | 282.6 | 296.2 | 291.5 | 0.6 | 0
9:00 | 19.7 | 140.4 | 0 | 61.3 | 283.3 | 295.9 | 292.7 | 1.1 | 0
10:00 | 24.5 | 155.5 | 0 | 70.4 | 283.9 | 296.2 | 292.9 | 0.8 | 0
11:00 | 27.1 | 171.7 | 0 | 81.3 | 284.6 | 296.2 | 293 | 0.8 | 0
noon | 27.1 | -171.7 | 0 | 79 | 285.1 | 296.1 | 293.3 | 0.8 | 0
13:00 | 24.5 | -155.5 | 0 | 65.6 | 285.4 | 296.1 | 293.3 | 0.7 | 0
14:00 | 19.7 | -140.4 | 0 | 49.7 | 285.5 | 296 | 293.2 | 0.7 | 0
15:00 | 13 | -126.6 | 0 | 33.4 | 285.3 | 296.3 | 292.9 | 0.5 | 0
16:00 | 5.2 | -114 | 0 | 14.6 | 284.7 | 296.1 | 292.5 | 0.6 | 0
17:00 | -3.4 | -102 | 0 | 0.4 | 284.1 | 296.1 | 292.2 | 0.7 | 0
18:00 | -12.4 | -90.2 | 0 | 0 | 283.5 | 295.8 | 292 | 0.9 | 0
19:00 | -21.5 | -78 | 0 | 0 | 283.1 | 296.2 | 291.6 | 0.7 | 0
20:00 | -30.1 | -64.6 | 0 | 0 | 282.8 | 296.1 | 291.8 | 0.6 | 0
21:00 | -37.8 | -49.3 | 0 | 0 | 282.5 | 296.1 | 291.6 | 0.8 | 0
22:00 | -43.7 | -31.4 | 0 | 0 | 282.4 | 296 | 291.6 | 0.6 | 0
23:00 | -47 | -10.8 | 0 | 0 | 282.2 | 296 | 291.5 | 0.8 | 0
November
| solar | solar | direct | diffuse | outdoor | indoor | window | heating | blinds
| altitude | azimuth | radiation | radiation | temp. | temp. | temp. | load | closed
| (degrees) | (degrees) | (W-h/m2) | (W-h/m2) | (K) | (K) | (K) | (W-h/m2) | (% time)
midnight | -56.2 | 12.8 | 0 | 0 | 278.9 | 294.1 | 289.1 | 103 | 0
1:00 | -52.4 | 36.3 | 0 | 0 | 278.8 | 294.1 | 289.1 | 103.4 | 0
2:00 | -45.8 | 55.6 | 0 | 0 | 278.6 | 294.1 | 289.1 | 109.6 | 0
3:00 | -37.7 | 71.1 | 0 | 0 | 278.5 | 294.1 | 289 | 106 | 0
4:00 | -28.8 | 84.3 | 0 | 0 | 278.4 | 294.1 | 289 | 101.9 | 0
5:00 | -19.7 | 96.2 | 0 | 0 | 278.4 | 294.1 | 289 | 105.4 | 0
6:00 | -10.7 | 107.7 | 0 | 0 | 278.3 | 294.1 | 289 | 105.7 | 0
7:00 | -2.4 | 119.2 | 0 | 1 | 278.2 | 294.1 | 288.9 | 106.3 | 0
8:00 | 5 | 131.2 | 0 | 16 | 278.4 | 295.3 | 290.2 | 1.5 | 0
9:00 | 11.1 | 144.1 | 0 | 30.1 | 278.8 | 296 | 290.5 | 1.7 | 0
10:00 | 15.5 | 157.9 | 0 | 45.9 | 279.2 | 296.3 | 291 | 2.1 | 0
11:00 | 17.8 | 172.5 | 0 | 57.8 | 279.7 | 295.7 | 291.3 | 1.9 | 0
noon | 17.8 | -172.5 | 0 | 55.3 | 280.1 | 295.9 | 291.5 | 1.5 | 0
13:00 | 15.5 | -157.9 | 0 | 47.3 | 280.3 | 295.8 | 291.5 | 1.9 | 0
14:00 | 11.1 | -144.1 | 0 | 30.2 | 280.4 | 295.7 | 291 | 1.7 | 0
15:00 | 5 | -131.2 | 0 | 12.9 | 280.2 | 296.2 | 290.8 | 1.2 | 0
16:00 | -2.4 | -119.2 | 0 | 0 | 280 | 295.8 | 291 | 1.7 | 0
17:00 | -10.7 | -107.7 | 0 | 0 | 279.7 | 295.8 | 290.5 | 1.9 | 0
18:00 | -19.7 | -96.2 | 0 | 0 | 279.6 | 295.7 | 290.8 | 1.5 | 0
19:00 | -28.8 | -84.3 | 0 | 0 | 279.4 | 295.9 | 290.3 | 1.4 | 0
20:00 | -37.7 | -71.1 | 0 | 0 | 279.4 | 295.9 | 290.4 | 1.7 | 0
21:00 | -45.8 | -55.6 | 0 | 0 | 279.2 | 295.9 | 290.4 | 1.6 | 0
22:00 | -52.4 | -36.3 | 0 | 0 | 279 | 295.9 | 290.5 | 1.5 | 0
23:00 | -56.2 | -12.8 | 0 | 0 | 278.8 | 295.6 | 290.5 | 2 | 0
December
| solar | solar | direct | diffuse | outdoor | indoor | window | heating | blinds
| altitude | azimuth | radiation | radiation | temp. | temp. | temp. | load | closed
| (degrees) | (degrees) | (W-h/m2) | (W-h/m2) | (K) | (K) | (K) | (W-h/m2) | (% time)
midnight | -60.2 | 13.9 | 0 | 0 | 276.9 | 294.1 | 288.5 | 107.7 | 0
1:00 | -56.1 | 39.1 | 0 | 0 | 276.8 | 294.1 | 288.5 | 111.4 | 0
2:00 | -49.2 | 58.9 | 0 | 0 | 276.8 | 294.1 | 288.5 | 111.8 | 0
3:00 | -40.9 | 74.4 | 0 | 0 | 276.8 | 294.1 | 288.5 | 111.8 | 0
4:00 | -31.9 | 87.4 | 0 | 0 | 276.9 | 294.1 | 288.5 | 109.1 | 0
5:00 | -22.8 | 99.1 | 0 | 0 | 277 | 294.1 | 288.5 | 112.1 | 0
6:00 | -14 | 110.2 | 0 | 0 | 276.9 | 294.1 | 288.5 | 109.3 | 0
7:00 | -5.8 | 121.5 | 0 | 0 | 276.9 | 294.1 | 288.5 | 106.5 | 0
8:00 | 1.4 | 133.2 | 0 | 1.8 | 277.1 | 295 | 290.5 | 1.8 | 0
9:00 | 7.3 | 145.7 | 0 | 14.9 | 277.3 | 296.2 | 289.5 | 2 | 0
10:00 | 11.6 | 158.9 | 0 | 28.6 | 277.7 | 295.9 | 290.5 | 2.4 | 0
11:00 | 13.8 | 172.9 | 0 | 36.8 | 277.9 | 295.7 | 290.3 | 2.9 | 0
noon | 13.8 | -172.9 | 0 | 37.9 | 278.2 | 295.8 | 290.6 | 2.1 | 0
13:00 | 11.6 | -158.9 | 0 | 29 | 278.4 | 296 | 290.3 | 1.9 | 0
14:00 | 7.3 | -145.7 | 0 | 18.1 | 278.3 | 296.1 | 290.3 | 1.9 | 0
15:00 | 1.4 | -133.2 | 0 | 4.7 | 278.2 | 295.8 | 290.3 | 2.4 | 0
16:00 | -5.8 | -121.5 | 0 | 0 | 277.8 | 296 | 290 | 2 | 0
17:00 | -14 | -110.2 | 0 | 0 | 277.7 | 295.7 | 290 | 2 | 0
18:00 | -22.8 | -99.1 | 0 | 0 | 277.5 | 296.1 | 289.8 | 1.9 | 0
19:00 | -31.9 | -87.4 | 0 | 0 | 277.5 | 296 | 290 | 2.3 | 0
20:00 | -40.9 | -74.4 | 0 | 0 | 277.3 | 295.8 | 289.8 | 2 | 0
21:00 | -49.2 | -58.9 | 0 | 0 | 277.1 | 295.8 | 290 | 1.9 | 0
22:00 | -56.1 | -39.1 | 0 | 0 | 277.1 | 295.6 | 289.6 | 2 | 0
23:00 | -60.2 | -13.9 | 0 | 0 | 277 | 295.8 | 289.4 | 2 | 0

## Sheet29
Scenario One (blue)
Tue Dec 03 2019 23:15:20 GMT+0000 (Greenwich Mean Time)
Setup Information:
Building
Location | UK - London
Building length, side A | N/A
Building length, side B | N/A
Simulation Type
Simulation Type | one_sided
Window Description
Typology | dgu_nb
Glazing Type | clear
Window Area | 29%
Wall Description
Insulation R-Value | 99999999.9 m2-K/W
Occupancy
Type | Low-rise Residential
Occupancy Load | 0.000 people per m2
Lighting Requirements | 400 lux
Equipment Load | 0.00 W/m2
Room Ventilation
Air Change Rate per Occupant | 15.0 liters / sec per person
Total Air Change Rate | 0.0 roomfuls per hour
Lighting Control
Lighting Control | lights do not respond to daylight: all lights fully on while building is occupied
Representative Room
Orientation | north
Room Depth | 27 m
Room Width | 5 m
Room Height | 2.2 m
Thermal Mass
Thermal Mass | none
Overhang
Overhang Depth | 0 m
Roof
Roof Type | adiabatic roof
Simulation Results:
Primary Energy Use and CO2 Emissions
| heating | cooling | lighting | total | CO2
| energy | energy | energy | energy | emissions
| (kWh/m2) | (kWh/m2) | (kWh/m2) | (kWh/m2) | (kg/m2)
January | 33.8 | 0 | 7.3 | 41.1 | 8.2
February | 28.2 | 0 | 6.6 | 34.8 | 7
March | 32.2 | 0 | 7.3 | 39.5 | 7.9
April | 25.8 | 0 | 7.1 | 32.9 | 6.6
May | 18.7 | 0 | 7.3 | 26 | 5.2
June | 9.4 | 0 | 7.1 | 16.5 | 3.3
July | 4.2 | 0 | 7.3 | 11.5 | 2.3
August | 4.2 | 0 | 7.3 | 11.5 | 2.3
September | 10.1 | 0 | 7.1 | 17.2 | 3.4
October | 15.4 | 0 | 7.3 | 22.7 | 4.5
November | 26 | 0 | 7.1 | 33.1 | 6.6
December | 28.3 | 0 | 7.3 | 35.6 | 7.1
Total | 236.3 | 0 | 86.1 | 322.4 | 64.5 | yearly energy
January
| solar | solar | direct | diffuse | outdoor | indoor | window | heating | blinds
| altitude | azimuth | radiation | radiation | temp. | temp. | temp. | load | closed
| (degrees) | (degrees) | (W-h/m2) | (W-h/m2) | (K) | (K) | (K) | (W-h/m2) | (% time)
midnight | -58.1 | 13.3 | 0 | 0 | 275.9 | 294.1 | 288.2 | 134.9 | 0
1:00 | -54.2 | 37.6 | 0 | 0 | 275.8 | 294.1 | 288.2 | 134.4 | 0
2:00 | -47.5 | 57.1 | 0 | 0 | 275.8 | 294.1 | 288.2 | 132.8 | 0
3:00 | -39.2 | 72.7 | 0 | 0 | 275.7 | 294.1 | 288.1 | 128.6 | 0
4:00 | -30.2 | 85.8 | 0 | 0 | 275.6 | 294.1 | 288.1 | 131.4 | 0
5:00 | -21.1 | 97.6 | 0 | 0 | 275.6 | 294.1 | 288.1 | 131.2 | 0
6:00 | -12.3 | 108.9 | 0 | 0 | 275.5 | 294.1 | 288.1 | 128.9 | 0
7:00 | -4 | 120.3 | 0 | 0 | 275.5 | 294.1 | 288.1 | 127.7 | 0
8:00 | 3.3 | 132.2 | 0 | 5.1 | 275.7 | 294.9 | 290.1 | 2.3 | 0
9:00 | 9.3 | 144.9 | 0 | 20.2 | 276.1 | 295.9 | 289.2 | 2.3 | 0
10:00 | 13.6 | 158.4 | 0 | 34.6 | 276.5 | 296.3 | 289.8 | 2.3 | 0
11:00 | 15.9 | 172.7 | 0 | 40.5 | 276.7 | 295.6 | 290.1 | 2.9 | 0
noon | 15.9 | -172.7 | 0 | 42.7 | 277.2 | 295.8 | 290.2 | 2.7 | 0
13:00 | 13.6 | -158.4 | 0 | 38.1 | 277.6 | 296 | 290.1 | 2.1 | 0
14:00 | 9.3 | -144.9 | 0 | 26.7 | 277.5 | 296 | 290.3 | 2.5 | 0
15:00 | 3.3 | -132.2 | 0 | 13.2 | 277.3 | 295.6 | 290 | 2.9 | 0
16:00 | -4 | -120.3 | 0 | 0.6 | 277 | 295.7 | 289.7 | 2.5 | 0
17:00 | -12.3 | -108.9 | 0 | 0 | 276.8 | 295.9 | 289.5 | 2.6 | 0
18:00 | -21.1 | -97.6 | 0 | 0 | 276.5 | 295.9 | 289.7 | 2.9 | 0
19:00 | -30.2 | -85.8 | 0 | 0 | 276.3 | 295.8 | 289.5 | 2.7 | 0
20:00 | -39.2 | -72.7 | 0 | 0 | 276.1 | 295.7 | 289.6 | 2.9 | 0
21:00 | -47.5 | -57.1 | 0 | 0 | 276.1 | 296.1 | 289.3 | 2.5 | 0
22:00 | -54.2 | -37.6 | 0 | 0 | 276 | 295.9 | 289.4 | 2.8 | 0
23:00 | -58.1 | -13.3 | 0 | 0 | 275.9 | 296 | 289.5 | 2.7 | 0
February
| solar | solar | direct | diffuse | outdoor | indoor | window | heating | blinds
| altitude | azimuth | radiation | radiation | temp. | temp. | temp. | load | closed
| (degrees) | (degrees) | (W-h/m2) | (W-h/m2) | (K) | (K) | (K) | (W-h/m2) | (% time)
midnight | -50.4 | 11.4 | 0 | 0 | 275.4 | 294.1 | 288 | 115.3 | 0
1:00 | -46.9 | 33 | 0 | 0 | 275.3 | 294.1 | 288 | 109.8 | 0
2:00 | -40.8 | 51.4 | 0 | 0 | 275.2 | 294.1 | 288 | 114 | 0
3:00 | -32.9 | 66.9 | 0 | 0 | 275.2 | 294.1 | 288 | 120.5 | 0
4:00 | -24.2 | 80.2 | 0 | 0 | 275.2 | 294.1 | 288 | 122.5 | 0
5:00 | -15.1 | 92.3 | 0 | 0 | 275.1 | 294.1 | 287.9 | 127.2 | 0
6:00 | -6.1 | 104 | 0 | 0 | 275.1 | 294.1 | 287.9 | 127 | 0
7:00 | 2.4 | 115.9 | 0 | 2.3 | 275.1 | 294.1 | 288 | 130.6 | 0
8:00 | 10.1 | 128.3 | 0 | 20.6 | 275.5 | 295.1 | 289.7 | 2.4 | 0
9:00 | 16.5 | 141.8 | 0 | 40.4 | 276.1 | 296.3 | 289.6 | 2.2 | 0
10:00 | 21.2 | 156.4 | 0 | 55.1 | 276.7 | 295.9 | 290.2 | 3.1 | 0
11:00 | 23.7 | 172 | 0 | 60.6 | 277.3 | 295.5 | 290.6 | 3.3 | 0
noon | 23.7 | -172 | 0 | 65.1 | 277.9 | 295.9 | 290.8 | 2.3 | 0
13:00 | 21.2 | -156.4 | 0 | 57 | 278.4 | 296.1 | 290.7 | 2.4 | 0
14:00 | 16.5 | -141.8 | 0 | 53.5 | 278.5 | 295.8 | 291 | 2.5 | 0
15:00 | 10.1 | -128.3 | 0 | 36 | 278.3 | 295.9 | 290.5 | 2.5 | 0
16:00 | 2.4 | -115.9 | 0 | 14.5 | 277.7 | 295.9 | 290.2 | 2.4 | 0
17:00 | -6.1 | -104 | 0 | 0.3 | 277.1 | 295.9 | 289.8 | 2.4 | 0
18:00 | -15.1 | -92.3 | 0 | 0 | 276.7 | 295.4 | 289.8 | 2.3 | 0
19:00 | -24.2 | -80.2 | 0 | 0 | 276.3 | 295.4 | 289.4 | 2.7 | 0
20:00 | -32.9 | -66.9 | 0 | 0 | 276 | 295.7 | 289.3 | 2.7 | 0
21:00 | -40.8 | -51.4 | 0 | 0 | 275.7 | 296.1 | 289.2 | 2.2 | 0
22:00 | -46.9 | -33 | 0 | 0 | 275.5 | 296 | 289.3 | 2.4 | 0
23:00 | -50.4 | -11.4 | 0 | 0 | 275.4 | 295.9 | 289.4 | 2.1 | 0
March
| solar | solar | direct | diffuse | outdoor | indoor | window | heating | blinds
| altitude | azimuth | radiation | radiation | temp. | temp. | temp. | load | closed
| (degrees) | (degrees) | (W-h/m2) | (W-h/m2) | (K) | (K) | (K) | (W-h/m2) | (% time)
midnight | -39 | 9.6 | 0 | 0 | 276.9 | 294.1 | 288.5 | 127.4 | 0
1:00 | -36 | 28.2 | 0 | 0 | 276.8 | 294.1 | 288.5 | 131.1 | 0
2:00 | -30.6 | 45 | 0 | 0 | 276.7 | 294.1 | 288.4 | 135.3 | 0
3:00 | -23.4 | 59.7 | 0 | 0 | 276.5 | 294.1 | 288.4 | 127.8 | 0
4:00 | -15 | 72.9 | 0 | 0 | 276.3 | 294.1 | 288.3 | 129.1 | 0
5:00 | -6.1 | 85.2 | 0 | 0 | 276.4 | 294.1 | 288.3 | 123.8 | 0
6:00 | 2.9 | 97.1 | 0 | 4.1 | 276.6 | 294.1 | 288.4 | 116.3 | 0
7:00 | 11.8 | 109.3 | 0 | 24.9 | 276.9 | 294.1 | 288.8 | 113 | 0
8:00 | 20 | 122.4 | 0 | 48.1 | 277.4 | 295.9 | 289.8 | 1.8 | 0
9:00 | 27 | 136.9 | 0 | 66.7 | 278 | 295.8 | 290.8 | 2.2 | 0
10:00 | 32.2 | 153.1 | 0 | 85.8 | 278.8 | 295.9 | 291.2 | 1.9 | 0
11:00 | 35.1 | 170.8 | 0 | 100 | 279.8 | 295.8 | 291.6 | 2 | 0
noon | 35.1 | -170.8 | 0 | 101.7 | 280.5 | 296.3 | 292.1 | 1.9 | 0
13:00 | 32.2 | -153.1 | 0 | 93 | 281.2 | 295.9 | 292 | 1.6 | 0
14:00 | 27 | -136.9 | 0 | 79.8 | 281.5 | 296.3 | 292 | 1.6 | 0
15:00 | 20 | -122.4 | 0 | 58.9 | 281.4 | 295.8 | 291.6 | 1.8 | 0
16:00 | 11.8 | -109.3 | 0 | 34.5 | 280.9 | 296.3 | 291.3 | 1.7 | 0
17:00 | 2.9 | -97.1 | 0 | 15.4 | 280.1 | 295.8 | 291 | 2.2 | 0
18:00 | -6.1 | -85.2 | 0 | 0 | 279.4 | 295.9 | 290.6 | 1.9 | 0
19:00 | -15 | -72.9 | 0 | 0 | 278.7 | 295.5 | 290.5 | 2.1 | 0
20:00 | -23.4 | -59.7 | 0 | 0 | 278.2 | 295.7 | 290.1 | 2.6 | 0
21:00 | -30.6 | -45 | 0 | 0 | 277.8 | 295.6 | 290 | 2.7 | 0
22:00 | -36 | -28.2 | 0 | 0 | 277.3 | 295.9 | 289.6 | 2.7 | 0
23:00 | -39 | -9.6 | 0 | 0 | 277.1 | 295.6 | 289.7 | 3.2 | 0
April
| solar | solar | direct | diffuse | outdoor | indoor | window | heating | blinds
| altitude | azimuth | radiation | radiation | temp. | temp. | temp. | load | closed
| (degrees) | (degrees) | (W-h/m2) | (W-h/m2) | (K) | (K) | (K) | (W-h/m2) | (% time)
midnight | -27.1 | 8.3 | 0 | 0 | 278.5 | 294.1 | 289 | 104.6 | 0
1:00 | -24.5 | 24.4 | 0 | 0 | 278.2 | 294.1 | 288.9 | 102.6 | 0
2:00 | -19.7 | 39.5 | 0 | 0 | 278 | 294.1 | 288.9 | 104.2 | 0
3:00 | -13.1 | 53.3 | 0 | 0 | 277.7 | 294.1 | 288.8 | 106.3 | 0
4:00 | -5.2 | 66 | 0 | 0 | 277.4 | 294.1 | 288.7 | 105.2 | 0
5:00 | 3.4 | 78 | 3 | 8 | 277.6 | 294.1 | 288.8 | 104.1 | 0
6:00 | 12.4 | 89.8 | 0.4 | 33.9 | 278.1 | 294.1 | 289.2 | 107.2 | 0
7:00 | 21.5 | 102 | 0 | 60.7 | 278.8 | 294.1 | 289.8 | 103.8 | 0
8:00 | 30.1 | 115.3 | 0 | 79.7 | 279.5 | 296.7 | 291 | 1.4 | 0
9:00 | 37.7 | 130.6 | 0 | 102.3 | 280.6 | 296.2 | 291.7 | 2.4 | 0
10:00 | 43.7 | 148.5 | 0 | 121.4 | 281.5 | 296.1 | 292.4 | 2 | 0
11:00 | 47 | 169.1 | 0 | 133.9 | 282.5 | 296 | 292.9 | 1.6 | 0
noon | 47 | -169.1 | 0 | 135.6 | 283.5 | 295.8 | 293.5 | 1.2 | 0
13:00 | 43.7 | -148.5 | 0 | 127.4 | 284.2 | 296.1 | 293.5 | 1.1 | 0
14:00 | 37.7 | -130.6 | 0 | 116.3 | 284.7 | 295.8 | 293.7 | 1 | 0
15:00 | 30.1 | -115.3 | 0 | 86.8 | 285 | 295.9 | 293.3 | 0.9 | 0
16:00 | 21.5 | -102 | 0 | 66.8 | 284.7 | 295.9 | 293 | 0.8 | 0
17:00 | 12.4 | -89.8 | 0.5 | 41.3 | 283.9 | 295.9 | 292.2 | 1 | 0
18:00 | 3.4 | -78 | 12.3 | 16.4 | 283 | 295.9 | 292 | 1.3 | 0
19:00 | -5.2 | -66 | 0 | 0 | 282 | 296 | 291.2 | 1 | 0
20:00 | -13.1 | -53.3 | 0 | 0 | 281 | 296 | 291.1 | 1.4 | 0
21:00 | -19.7 | -39.5 | 0 | 0 | 280 | 295.6 | 290.9 | 1.8 | 0
22:00 | -24.5 | -24.4 | 0 | 0 | 279.3 | 295.5 | 290.4 | 2 | 0
23:00 | -27.1 | -8.3 | 0 | 0 | 278.6 | 295.7 | 290.2 | 1.9 | 0
May
| solar | solar | direct | diffuse | outdoor | indoor | window | heating | blinds
| altitude | azimuth | radiation | radiation | temp. | temp. | temp. | load | closed
| (degrees) | (degrees) | (W-h/m2) | (W-h/m2) | (K) | (K) | (K) | (W-h/m2) | (% time)
midnight | -17.9 | 7.4 | 0 | 0 | 281 | 294.1 | 289.8 | 74.8 | 0
1:00 | -15.5 | 22 | 0 | 0 | 280.8 | 294.1 | 289.7 | 75.5 | 0
2:00 | -11.1 | 35.8 | 0 | 0 | 280.5 | 294.1 | 289.7 | 75.9 | 0
3:00 | -5 | 48.7 | 0 | 0 | 280.2 | 294.1 | 289.5 | 74.5 | 0
4:00 | 2.4 | 60.8 | 12.8 | 10.9 | 280.2 | 294.1 | 289.8 | 76.6 | 0
5:00 | 10.7 | 72.3 | 41.5 | 40.6 | 280.5 | 294.1 | 290.5 | 75.7 | 0
6:00 | 19.6 | 83.7 | 18 | 62.9 | 280.9 | 294.1 | 290.6 | 75.9 | 0
7:00 | 28.7 | 95.6 | 0 | 84.8 | 281.8 | 294.1 | 291 | 67.3 | 0
8:00 | 37.6 | 108.8 | 0 | 101.3 | 282.7 | 295.9 | 292.6 | 0.8 | 0
9:00 | 45.8 | 124.4 | 0 | 131.7 | 283.7 | 295.9 | 293.5 | 0.9 | 0
10:00 | 52.4 | 143.6 | 0 | 145.9 | 284.8 | 295.9 | 293.9 | 0.6 | 0
11:00 | 56.2 | 167.2 | 0 | 152.2 | 285.8 | 296.1 | 294.2 | 0.4 | 0
noon | 56.2 | -167.2 | 0 | 145.7 | 286.8 | 296.2 | 294.5 | 0.3 | 0
13:00 | 52.4 | -143.6 | 0 | 137.1 | 287.6 | 296.2 | 294.9 | 0.3 | 0
14:00 | 45.8 | -124.4 | 0 | 134.2 | 288 | 296.3 | 294.9 | 0.4 | 0
15:00 | 37.6 | -108.8 | 0 | 116.3 | 288 | 296.1 | 294.7 | 0.3 | 0
16:00 | 28.7 | -95.6 | 0 | 97.6 | 287.9 | 296 | 294.4 | 0.3 | 0
17:00 | 19.6 | -83.7 | 19 | 74.3 | 287.3 | 296 | 294.1 | 0.3 | 0
18:00 | 10.7 | -72.3 | 47.9 | 48.7 | 286.3 | 296 | 293.6 | 0.2 | 0
19:00 | 2.4 | -60.8 | 25.2 | 18.1 | 285.1 | 296 | 293 | 0.4 | 0
20:00 | -5 | -48.7 | 0 | 0 | 284 | 296 | 292.2 | 0.5 | 0
21:00 | -11.1 | -35.8 | 0 | 0 | 283.1 | 295.8 | 291.8 | 0.5 | 0
22:00 | -15.5 | -22 | 0 | 0 | 282.3 | 295.9 | 291.3 | 0.8 | 0
23:00 | -17.9 | -7.4 | 0 | 0 | 281.5 | 295.9 | 291.1 | 0.9 | 0
June
| solar | solar | direct | diffuse | outdoor | indoor | window | heating | blinds
| altitude | azimuth | radiation | radiation | temp. | temp. | temp. | load | closed
| (degrees) | (degrees) | (W-h/m2) | (W-h/m2) | (K) | (K) | (K) | (W-h/m2) | (% time)
midnight | -13.8 | 7 | 0 | 0 | 284.5 | 294.1 | 290.9 | 42 | 0
1:00 | -11.6 | 21 | 0 | 0 | 284.2 | 294.1 | 290.9 | 41.1 | 0
2:00 | -7.3 | 34.3 | 0 | 0 | 283.9 | 294.1 | 290.7 | 37.8 | 0
3:00 | -1.4 | 46.7 | 0 | 0 | 283.6 | 294.1 | 290.6 | 36.7 | 0
4:00 | 5.8 | 58.4 | 47 | 27.4 | 283.7 | 294.2 | 291.6 | 38.1 | 0
5:00 | 14 | 69.7 | 54.6 | 52.4 | 284.2 | 294.3 | 292.1 | 37.9 | 0
6:00 | 22.8 | 80.8 | 26.7 | 76.8 | 284.6 | 294.4 | 292.1 | 38.9 | 0
7:00 | 31.9 | 92.5 | 0 | 90.6 | 285.2 | 294.4 | 292.3 | 37.5 | 0
8:00 | 40.9 | 105.5 | 0 | 104.6 | 286.2 | 296.2 | 294 | 0.3 | 0
9:00 | 49.2 | 121 | 0 | 130.5 | 287.2 | 296.1 | 294.7 | 0.3 | 0
10:00 | 56.1 | 140.8 | 0 | 140.9 | 288.1 | 296.3 | 295.2 | 0.2 | 0
11:00 | 60.2 | 166 | 0 | 149.1 | 289.1 | 296.8 | 295.8 | 0.2 | 0
noon | 60.2 | -166 | 0 | 150.4 | 290 | 297 | 296.3 | 0.1 | 0
13:00 | 56.1 | -140.8 | 0 | 149.6 | 290.6 | 297.4 | 296.6 | 0 | 0
14:00 | 49.2 | -121 | 0 | 133.5 | 291 | 297 | 296.5 | 0.1 | 0
15:00 | 40.9 | -105.5 | 0 | 111.8 | 291.1 | 297.1 | 296.4 | 0 | 0
16:00 | 31.9 | -92.5 | 0 | 113.1 | 290.9 | 297 | 296.1 | 0 | 0
17:00 | 22.8 | -80.8 | 25.1 | 93.4 | 290.2 | 296.7 | 295.7 | 0.2 | 0
18:00 | 14 | -69.7 | 50.8 | 67.2 | 289.3 | 296.4 | 295.3 | 0.2 | 0
19:00 | 5.8 | -58.4 | 47.8 | 41 | 288.3 | 296.3 | 294.7 | 0.1 | 0
20:00 | -1.4 | -46.7 | 0 | 0 | 287.4 | 296.2 | 293.4 | 0.3 | 0
21:00 | -7.3 | -34.3 | 0 | 0 | 286.4 | 295.9 | 293.2 | 0.3 | 0
22:00 | -11.6 | -21 | 0 | 0 | 285.7 | 296.1 | 292.6 | 0.4 | 0
23:00 | -13.8 | -7 | 0 | 0 | 284.8 | 296.4 | 292.4 | 0.3 | 0
July
| solar | solar | direct | diffuse | outdoor | indoor | window | heating | blinds
| altitude | azimuth | radiation | radiation | temp. | temp. | temp. | load | closed
| (degrees) | (degrees) | (W-h/m2) | (W-h/m2) | (K) | (K) | (K) | (W-h/m2) | (% time)
midnight | -15.9 | 7.2 | 0 | 0 | 286.4 | 295.2 | 292.4 | 15.3 | 0
1:00 | -13.7 | 21.5 | 0 | 0 | 286.1 | 294.9 | 292 | 18.9 | 0
2:00 | -9.3 | 35.1 | 0 | 0 | 285.6 | 294.6 | 291.7 | 19.1 | 0
3:00 | -3.3 | 47.8 | 0 | 0 | 285.3 | 294.4 | 291.4 | 17.5 | 0
4:00 | 4 | 59.7 | 7.4 | 13.9 | 285.5 | 294.4 | 291.7 | 18.2 | 0
5:00 | 12.3 | 71 | 22.1 | 43.4 | 285.8 | 294.7 | 292.4 | 16.3 | 0
6:00 | 21.1 | 82.3 | 12.9 | 72.5 | 286.4 | 295 | 293 | 16.7 | 0
7:00 | 30.2 | 94.1 | 0 | 90.2 | 286.8 | 295.4 | 293.5 | 14.6 | 0
8:00 | 39.2 | 107.3 | 0 | 107.5 | 287.6 | 297 | 295.1 | 0 | 0
9:00 | 47.4 | 122.8 | 0 | 130 | 288.7 | 297.2 | 295.6 | 0 | 0
10:00 | 54.2 | 142.4 | 0 | 152.9 | 289.7 | 297.1 | 296.4 | 0.1 | 0
11:00 | 58.1 | 166.6 | 0 | 166.1 | 290.7 | 297.4 | 296.9 | 0 | 0
noon | 58.1 | -166.6 | 0 | 174.3 | 291.7 | 297.5 | 297.4 | 0 | 0
13:00 | 54.2 | -142.4 | 0 | 161.4 | 292.5 | 297.7 | 297.6 | 0 | 0
14:00 | 47.4 | -122.8 | 0 | 145.3 | 292.9 | 297.5 | 297.5 | 0 | 0
15:00 | 39.2 | -107.3 | 0 | 120.5 | 293 | 297.3 | 297.2 | 0 | 0
16:00 | 30.2 | -94.1 | 0 | 114.7 | 292.8 | 297.4 | 297 | 0 | 0
17:00 | 21.1 | -82.3 | 18.9 | 91.1 | 292.4 | 297.3 | 296.7 | 0 | 0
18:00 | 12.3 | -71 | 59.5 | 68.5 | 291.5 | 297.4 | 296.6 | 0 | 0
19:00 | 4 | -59.7 | 57.7 | 35.1 | 290.4 | 297.5 | 296 | 0 | 0
20:00 | -3.3 | -47.8 | 0 | 0 | 289.3 | 297.1 | 294.4 | 0 | 0
21:00 | -9.3 | -35.1 | 0 | 0 | 288.4 | 296.8 | 294.3 | 0 | 0
22:00 | -13.7 | -21.5 | 0 | 0 | 287.5 | 296.9 | 294 | 0.1 | 0
23:00 | -15.9 | -7.2 | 0 | 0 | 286.8 | 297.1 | 293.5 | 0 | 0
August
| solar | solar | direct | diffuse | outdoor | indoor | window | heating | blinds
| altitude | azimuth | radiation | radiation | temp. | temp. | temp. | load | closed
| (degrees) | (degrees) | (W-h/m2) | (W-h/m2) | (K) | (K) | (K) | (W-h/m2) | (% time)
midnight | -23.7 | 7.9 | 0 | 0 | 286.4 | 294.9 | 292.1 | 13.3 | 0
1:00 | -21.3 | 23.5 | 0 | 0 | 286 | 294.7 | 291.8 | 14.7 | 0
2:00 | -16.6 | 38.1 | 0 | 0 | 285.9 | 294.5 | 291.7 | 16.3 | 0
3:00 | -10.1 | 51.6 | 0 | 0 | 285.4 | 294.3 | 291.4 | 17.5 | 0
4:00 | -2.4 | 64.1 | 0 | 0 | 285.1 | 294.2 | 291.2 | 19.7 | 0
5:00 | 6 | 75.9 | 12.7 | 19 | 285.3 | 294.3 | 291.6 | 18.8 | 0
6:00 | 15.1 | 87.6 | 5.8 | 45.6 | 285.9 | 294.6 | 292.1 | 17.7 | 0
7:00 | 24.2 | 99.7 | 0 | 76 | 286.5 | 295.1 | 293 | 17.7 | 0
8:00 | 32.9 | 113.1 | 0 | 96.4 | 287.3 | 296.7 | 294.7 | 0 | 0
9:00 | 40.7 | 128.5 | 0 | 119 | 288.2 | 297 | 295.4 | 0 | 0
10:00 | 46.9 | 146.9 | 0 | 144.3 | 289.3 | 297.1 | 295.9 | 0 | 0
11:00 | 50.3 | 168.5 | 0 | 156.9 | 290.4 | 297.1 | 296.4 | 0 | 0
noon | 50.3 | -168.5 | 0 | 169.1 | 291.3 | 297.2 | 297.1 | 0 | 0
13:00 | 46.9 | -146.9 | 0 | 150.2 | 292 | 297.5 | 297.1 | 0 | 0
14:00 | 40.7 | -128.5 | 0 | 130.8 | 292.5 | 297.5 | 297.1 | 0 | 0
15:00 | 32.9 | -113.1 | 0 | 103.7 | 292.6 | 297.5 | 296.9 | 0 | 0
16:00 | 24.2 | -99.7 | 0 | 76.7 | 292.2 | 297.6 | 296.5 | 0 | 0
17:00 | 15.1 | -87.6 | 6.3 | 56.4 | 291.7 | 297.6 | 295.9 | 0 | 0
18:00 | 6 | -75.9 | 24.9 | 35.1 | 290.9 | 297.4 | 295.7 | 0 | 0
19:00 | -2.4 | -64.1 | 0 | 6 | 289.9 | 297.1 | 294.8 | 0 | 0
20:00 | -10.1 | -51.6 | 0 | 0 | 289 | 296.9 | 294.6 | 0 | 0
21:00 | -16.6 | -38.1 | 0 | 0 | 288.1 | 297.1 | 294.1 | 0 | 0
22:00 | -21.3 | -23.5 | 0 | 0 | 287.3 | 296.3 | 293.8 | 0 | 0
23:00 | -23.7 | -7.9 | 0 | 0 | 286.6 | 296.8 | 293.4 | 0 | 0
September
| solar | solar | direct | diffuse | outdoor | indoor | window | heating | blinds
| altitude | azimuth | radiation | radiation | temp. | temp. | temp. | load | closed
| (degrees) | (degrees) | (W-h/m2) | (W-h/m2) | (K) | (K) | (K) | (W-h/m2) | (% time)
midnight | -35.1 | 9.1 | 0 | 0 | 284.9 | 295 | 291.7 | 41.9 | 0
1:00 | -32.3 | 26.9 | 0 | 0 | 284.8 | 294.7 | 291.5 | 42.1 | 0
2:00 | -27.1 | 43.1 | 0 | 0 | 284.5 | 294.5 | 291.2 | 41.6 | 0
3:00 | -20 | 57.5 | 0 | 0 | 284.3 | 294.4 | 291.1 | 41 | 0
4:00 | -11.8 | 70.6 | 0 | 0 | 284.1 | 294.4 | 291 | 41.8 | 0
5:00 | -3 | 82.8 | 0 | 0.3 | 284 | 294.3 | 290.9 | 43.9 | 0
6:00 | 6 | 94.7 | 0 | 19.9 | 284.3 | 294.3 | 291.2 | 41.8 | 0
7:00 | 15 | 107 | 0 | 44.4 | 284.7 | 294.5 | 291.7 | 36.9 | 0
8:00 | 23.3 | 120.2 | 0 | 67.9 | 285.4 | 297 | 293.4 | 0.4 | 0
9:00 | 30.6 | 135 | 0 | 89.9 | 286.1 | 296.9 | 294.1 | 0.5 | 0
10:00 | 36 | 151.7 | 0 | 104.9 | 286.8 | 297 | 294.6 | 0.3 | 0
11:00 | 39 | 170.3 | 0 | 105.9 | 287.6 | 296.9 | 294.9 | 0.2 | 0
noon | 39 | -170.3 | 0 | 104.9 | 288.3 | 296.9 | 295.2 | 0.1 | 0
13:00 | 36 | -151.7 | 0 | 101.4 | 288.9 | 296.9 | 295.3 | 0.2 | 0
14:00 | 30.6 | -135 | 0 | 92.6 | 289.4 | 297 | 295.5 | 0.1 | 0
15:00 | 23.3 | -120.2 | 0 | 73.2 | 289.5 | 297.1 | 295.2 | 0.2 | 0
16:00 | 15 | -107 | 0 | 44.6 | 289.3 | 297.2 | 294.8 | 0 | 0
17:00 | 6 | -94.7 | 0 | 23.9 | 288.6 | 296.9 | 294.4 | 0.2 | 0
18:00 | -3 | -82.8 | 0 | 2.4 | 287.8 | 296.8 | 293.9 | 0.2 | 0
19:00 | -11.8 | -70.6 | 0 | 0 | 287.1 | 296.9 | 293.7 | 0.4 | 0
20:00 | -20 | -57.5 | 0 | 0 | 286.5 | 296.8 | 293.4 | 0.6 | 0
21:00 | -27.1 | -43.1 | 0 | 0 | 285.9 | 296.5 | 293.1 | 0.5 | 0
22:00 | -32.3 | -26.9 | 0 | 0 | 285.3 | 296.6 | 292.9 | 0.5 | 0
23:00 | -35.1 | -9.1 | 0 | 0 | 285 | 296.8 | 292.9 | 0.6 | 0
October
| solar | solar | direct | diffuse | outdoor | indoor | window | heating | blinds
| altitude | azimuth | radiation | radiation | temp. | temp. | temp. | load | closed
| (degrees) | (degrees) | (W-h/m2) | (W-h/m2) | (K) | (K) | (K) | (W-h/m2) | (% time)
midnight | -47 | 10.8 | 0 | 0 | 282.1 | 294.3 | 290.3 | 57.2 | 0
1:00 | -43.7 | 31.4 | 0 | 0 | 282.1 | 294.2 | 290.2 | 56.3 | 0
2:00 | -37.8 | 49.3 | 0 | 0 | 282 | 294.1 | 290.2 | 57.8 | 0
3:00 | -30.1 | 64.6 | 0 | 0 | 281.8 | 294.1 | 290.1 | 58.7 | 0
4:00 | -21.5 | 78 | 0 | 0 | 281.8 | 294.1 | 290.1 | 60.2 | 0
5:00 | -12.4 | 90.2 | 0 | 0 | 281.7 | 294.1 | 290 | 64.9 | 0
6:00 | -3.4 | 102 | 0 | 0.8 | 281.8 | 294.1 | 290.1 | 65.6 | 0
7:00 | 5.2 | 114 | 0 | 16.8 | 282.2 | 294.1 | 290.4 | 64.4 | 0
8:00 | 13 | 126.6 | 0 | 37.6 | 282.6 | 296.2 | 291.5 | 0.6 | 0
9:00 | 19.7 | 140.4 | 0 | 61.3 | 283.3 | 295.9 | 292.7 | 1 | 0
10:00 | 24.5 | 155.5 | 0 | 70.4 | 283.9 | 296.1 | 292.9 | 0.8 | 0
11:00 | 27.1 | 171.7 | 0 | 81.3 | 284.6 | 296.1 | 293 | 0.7 | 0
noon | 27.1 | -171.7 | 0 | 79 | 285.1 | 296 | 293.5 | 0.8 | 0
13:00 | 24.5 | -155.5 | 0 | 65.6 | 285.4 | 296.1 | 293.3 | 0.6 | 0
14:00 | 19.7 | -140.4 | 0 | 49.7 | 285.5 | 296.1 | 293.2 | 0.7 | 0
15:00 | 13 | -126.6 | 0 | 33.4 | 285.3 | 296.2 | 292.9 | 0.5 | 0
16:00 | 5.2 | -114 | 0 | 14.6 | 284.7 | 296.3 | 292.5 | 0.5 | 0
17:00 | -3.4 | -102 | 0 | 0.4 | 284.1 | 296.2 | 292.3 | 0.8 | 0
18:00 | -12.4 | -90.2 | 0 | 0 | 283.5 | 295.7 | 292 | 0.9 | 0
19:00 | -21.5 | -78 | 0 | 0 | 283.1 | 296.4 | 291.6 | 0.6 | 0
20:00 | -30.1 | -64.6 | 0 | 0 | 282.8 | 296 | 291.9 | 0.8 | 0
21:00 | -37.8 | -49.3 | 0 | 0 | 282.5 | 295.8 | 291.6 | 0.8 | 0
22:00 | -43.7 | -31.4 | 0 | 0 | 282.4 | 296 | 291.4 | 0.6 | 0
23:00 | -47 | -10.8 | 0 | 0 | 282.2 | 296.3 | 291.5 | 0.6 | 0
November
| solar | solar | direct | diffuse | outdoor | indoor | window | heating | blinds
| altitude | azimuth | radiation | radiation | temp. | temp. | temp. | load | closed
| (degrees) | (degrees) | (W-h/m2) | (W-h/m2) | (K) | (K) | (K) | (W-h/m2) | (% time)
midnight | -56.2 | 12.8 | 0 | 0 | 278.9 | 294.1 | 289.1 | 102.8 | 0
1:00 | -52.4 | 36.3 | 0 | 0 | 278.8 | 294.1 | 289.1 | 103.5 | 0
2:00 | -45.8 | 55.6 | 0 | 0 | 278.6 | 294.1 | 289.1 | 109.6 | 0
3:00 | -37.7 | 71.1 | 0 | 0 | 278.5 | 294.1 | 289 | 106 | 0
4:00 | -28.8 | 84.3 | 0 | 0 | 278.4 | 294.1 | 289 | 101.9 | 0
5:00 | -19.7 | 96.2 | 0 | 0 | 278.4 | 294.1 | 289 | 105.4 | 0
6:00 | -10.7 | 107.7 | 0 | 0 | 278.3 | 294.1 | 289 | 105.7 | 0
7:00 | -2.4 | 119.2 | 0 | 1 | 278.2 | 294.1 | 288.9 | 106.4 | 0
8:00 | 5 | 131.2 | 0 | 16 | 278.4 | 295.3 | 290.3 | 1.6 | 0
9:00 | 11.1 | 144.1 | 0 | 30.1 | 278.8 | 295.9 | 290.4 | 1.6 | 0
10:00 | 15.5 | 157.9 | 0 | 45.9 | 279.2 | 296.3 | 291 | 2 | 0
11:00 | 17.8 | 172.5 | 0 | 57.8 | 279.7 | 295.7 | 291.4 | 1.9 | 0
noon | 17.8 | -172.5 | 0 | 55.3 | 280.1 | 296 | 291.3 | 1.5 | 0
13:00 | 15.5 | -157.9 | 0 | 47.3 | 280.3 | 295.5 | 291.6 | 2 | 0
14:00 | 11.1 | -144.1 | 0 | 30.2 | 280.4 | 296 | 290.9 | 1.6 | 0
15:00 | 5 | -131.2 | 0 | 12.9 | 280.2 | 296 | 291 | 1.4 | 0
16:00 | -2.4 | -119.2 | 0 | 0 | 280 | 295.9 | 290.9 | 1.7 | 0
17:00 | -10.7 | -107.7 | 0 | 0 | 279.7 | 296.1 | 290.7 | 1.5 | 0
18:00 | -19.7 | -96.2 | 0 | 0 | 279.6 | 295.7 | 290.7 | 2.1 | 0
19:00 | -28.8 | -84.3 | 0 | 0 | 279.4 | 295.8 | 290.6 | 1.3 | 0
20:00 | -37.7 | -71.1 | 0 | 0 | 279.4 | 295.5 | 290.5 | 1.8 | 0
21:00 | -45.8 | -55.6 | 0 | 0 | 279.2 | 296 | 290.1 | 1.5 | 0
22:00 | -52.4 | -36.3 | 0 | 0 | 279 | 296.2 | 290.3 | 1.4 | 0
23:00 | -56.2 | -12.8 | 0 | 0 | 278.8 | 296 | 290.5 | 1.6 | 0
December
| solar | solar | direct | diffuse | outdoor | indoor | window | heating | blinds
| altitude | azimuth | radiation | radiation | temp. | temp. | temp. | load | closed
| (degrees) | (degrees) | (W-h/m2) | (W-h/m2) | (K) | (K) | (K) | (W-h/m2) | (% time)
midnight | -60.2 | 13.9 | 0 | 0 | 276.9 | 294.1 | 288.5 | 107.9 | 0
1:00 | -56.1 | 39.1 | 0 | 0 | 276.8 | 294.1 | 288.5 | 111.4 | 0
2:00 | -49.2 | 58.9 | 0 | 0 | 276.8 | 294.1 | 288.5 | 111.8 | 0
3:00 | -40.9 | 74.4 | 0 | 0 | 276.8 | 294.1 | 288.5 | 111.8 | 0
4:00 | -31.9 | 87.4 | 0 | 0 | 276.9 | 294.1 | 288.5 | 109.2 | 0
5:00 | -22.8 | 99.1 | 0 | 0 | 277 | 294.1 | 288.5 | 112.2 | 0
6:00 | -14 | 110.2 | 0 | 0 | 276.9 | 294.1 | 288.5 | 109.3 | 0
7:00 | -5.8 | 121.5 | 0 | 0 | 276.9 | 294.1 | 288.5 | 106.6 | 0
8:00 | 1.4 | 133.2 | 0 | 1.8 | 277.1 | 294.9 | 290.5 | 1.9 | 0
9:00 | 7.3 | 145.7 | 0 | 14.9 | 277.3 | 296.1 | 289.5 | 2 | 0
10:00 | 11.6 | 158.9 | 0 | 28.6 | 277.7 | 295.8 | 290.5 | 2.4 | 0
11:00 | 13.8 | 172.9 | 0 | 36.8 | 277.9 | 295.7 | 290.3 | 2.7 | 0
noon | 13.8 | -172.9 | 0 | 37.9 | 278.2 | 295.7 | 290.7 | 2.1 | 0
13:00 | 11.6 | -158.9 | 0 | 29 | 278.4 | 295.9 | 290.4 | 1.7 | 0
14:00 | 7.3 | -145.7 | 0 | 18.1 | 278.3 | 296.1 | 290.5 | 1.9 | 0
15:00 | 1.4 | -133.2 | 0 | 4.7 | 278.2 | 295.8 | 290.1 | 2.1 | 0
16:00 | -5.8 | -121.5 | 0 | 0 | 277.8 | 295.8 | 290 | 2.2 | 0
17:00 | -14 | -110.2 | 0 | 0 | 277.7 | 295.9 | 289.9 | 1.8 | 0
18:00 | -22.8 | -99.1 | 0 | 0 | 277.5 | 295.8 | 289.8 | 2 | 0
19:00 | -31.9 | -87.4 | 0 | 0 | 277.5 | 295.8 | 289.9 | 2.1 | 0
20:00 | -40.9 | -74.4 | 0 | 0 | 277.3 | 296.1 | 289.7 | 1.6 | 0
21:00 | -49.2 | -58.9 | 0 | 0 | 277.1 | 295.7 | 289.8 | 2.1 | 0
22:00 | -56.1 | -39.1 | 0 | 0 | 277.1 | 296 | 289.9 | 2 | 0
23:00 | -60.2 | -13.9 | 0 | 0 | 277 | 295.5 | 289.9 | 2.3 | 0

## Sheet30
Scenario Two (yellow)
Tue Dec 03 2019 23:15:22 GMT+0000 (Greenwich Mean Time)
Setup Information:
Building
Location | UK - London
Building length, side A | N/A
Building length, side B | N/A
Simulation Type
Simulation Type | one_sided
Window Description
Typology | dgu_nb
Glazing Type | clear
Window Area | 30%
Wall Description
Insulation R-Value | 99999999.9 m2-K/W
Occupancy
Type | Low-rise Residential
Occupancy Load | 0.000 people per m2
Lighting Requirements | 400 lux
Equipment Load | 0.00 W/m2
Room Ventilation
Air Change Rate per Occupant | 15.0 liters / sec per person
Total Air Change Rate | 0.0 roomfuls per hour
Lighting Control
Lighting Control | lights do not respond to daylight: all lights fully on while building is occupied
Representative Room
Orientation | north
Room Depth | 27 m
Room Width | 5 m
Room Height | 2.2 m
Thermal Mass
Thermal Mass | none
Overhang
Overhang Depth | 0 m
Roof
Roof Type | adiabatic roof
Simulation Results:
Primary Energy Use and CO2 Emissions
| heating | cooling | lighting | total | CO2
| energy | energy | energy | energy | emissions
| (kWh/m2) | (kWh/m2) | (kWh/m2) | (kWh/m2) | (kg/m2)
January | 33.8 | 0 | 7.3 | 41.1 | 8.2
February | 28.2 | 0 | 6.6 | 34.8 | 7
March | 32.1 | 0 | 7.3 | 39.4 | 7.9
April | 25.8 | 0 | 7.1 | 32.9 | 6.6
May | 18.7 | 0 | 7.3 | 26 | 5.2
June | 9.4 | 0 | 7.1 | 16.5 | 3.3
July | 4.2 | 0 | 7.3 | 11.5 | 2.3
August | 4.2 | 0 | 7.3 | 11.5 | 2.3
September | 10.1 | 0 | 7.1 | 17.2 | 3.4
October | 15.4 | 0 | 7.3 | 22.7 | 4.5
November | 26 | 0 | 7.1 | 33.1 | 6.6
December | 28.3 | 0 | 7.3 | 35.6 | 7.1
Total | 236.2 | 0 | 86.1 | 322.3 | 64.5 | yearly energy
January
| solar | solar | direct | diffuse | outdoor | indoor | window | heating | blinds
| altitude | azimuth | radiation | radiation | temp. | temp. | temp. | load | closed
| (degrees) | (degrees) | (W-h/m2) | (W-h/m2) | (K) | (K) | (K) | (W-h/m2) | (% time)
midnight | -58.1 | 13.3 | 0 | 0 | 275.9 | 294.1 | 288.2 | 135 | 0
1:00 | -54.2 | 37.6 | 0 | 0 | 275.8 | 294.1 | 288.2 | 134.4 | 0
2:00 | -47.5 | 57.1 | 0 | 0 | 275.8 | 294.1 | 288.2 | 132.8 | 0
3:00 | -39.2 | 72.7 | 0 | 0 | 275.7 | 294.1 | 288.1 | 128.7 | 0
4:00 | -30.2 | 85.8 | 0 | 0 | 275.6 | 294.1 | 288.1 | 131.4 | 0
5:00 | -21.1 | 97.6 | 0 | 0 | 275.6 | 294.1 | 288.1 | 131.2 | 0
6:00 | -12.3 | 108.9 | 0 | 0 | 275.5 | 294.1 | 288.1 | 128.9 | 0
7:00 | -4 | 120.3 | 0 | 0 | 275.5 | 294.1 | 288.1 | 127.7 | 0
8:00 | 3.3 | 132.2 | 0 | 5.1 | 275.7 | 294.8 | 290.1 | 2.3 | 0
9:00 | 9.3 | 144.9 | 0 | 20.2 | 276.1 | 295.8 | 289.2 | 2.3 | 0
10:00 | 13.6 | 158.4 | 0 | 34.6 | 276.5 | 296.3 | 289.8 | 2.3 | 0
11:00 | 15.9 | 172.7 | 0 | 40.5 | 276.7 | 295.6 | 290.2 | 3 | 0
noon | 15.9 | -172.7 | 0 | 42.7 | 277.2 | 296.1 | 290.3 | 2.6 | 0
13:00 | 13.6 | -158.4 | 0 | 38.1 | 277.6 | 295.7 | 290.3 | 2.4 | 0
14:00 | 9.3 | -144.9 | 0 | 26.7 | 277.5 | 296.1 | 290.2 | 2.6 | 0
15:00 | 3.3 | -132.2 | 0 | 13.2 | 277.3 | 295.9 | 290.1 | 2.4 | 0
16:00 | -4 | -120.3 | 0 | 0.6 | 277 | 295.8 | 289.8 | 2.5 | 0
17:00 | -12.3 | -108.9 | 0 | 0 | 276.8 | 295.9 | 289.5 | 2.7 | 0
18:00 | -21.1 | -97.6 | 0 | 0 | 276.5 | 296 | 289.4 | 2.8 | 0
19:00 | -30.2 | -85.8 | 0 | 0 | 276.3 | 296.1 | 289.6 | 2.8 | 0
20:00 | -39.2 | -72.7 | 0 | 0 | 276.1 | 295.9 | 289.6 | 2.7 | 0
21:00 | -47.5 | -57.1 | 0 | 0 | 276.1 | 295.7 | 289.5 | 2.6 | 0
22:00 | -54.2 | -37.6 | 0 | 0 | 276 | 295.7 | 289.3 | 2.9 | 0
23:00 | -58.1 | -13.3 | 0 | 0 | 275.9 | 295.9 | 289.2 | 2.7 | 0
February
| solar | solar | direct | diffuse | outdoor | indoor | window | heating | blinds
| altitude | azimuth | radiation | radiation | temp. | temp. | temp. | load | closed
| (degrees) | (degrees) | (W-h/m2) | (W-h/m2) | (K) | (K) | (K) | (W-h/m2) | (% time)
midnight | -50.4 | 11.4 | 0 | 0 | 275.4 | 294.1 | 288 | 115.2 | 0
1:00 | -46.9 | 33 | 0 | 0 | 275.3 | 294.1 | 288 | 109.9 | 0
2:00 | -40.8 | 51.4 | 0 | 0 | 275.2 | 294.1 | 288 | 114 | 0
3:00 | -32.9 | 66.9 | 0 | 0 | 275.2 | 294.1 | 288 | 120.6 | 0
4:00 | -24.2 | 80.2 | 0 | 0 | 275.2 | 294.1 | 288 | 122.6 | 0
5:00 | -15.1 | 92.3 | 0 | 0 | 275.1 | 294.1 | 287.9 | 127.2 | 0
6:00 | -6.1 | 104 | 0 | 0 | 275.1 | 294.1 | 287.9 | 127 | 0
7:00 | 2.4 | 115.9 | 0 | 2.3 | 275.1 | 294.1 | 288 | 130.7 | 0
8:00 | 10.1 | 128.3 | 0 | 20.6 | 275.5 | 295.1 | 289.8 | 2.4 | 0
9:00 | 16.5 | 141.8 | 0 | 40.4 | 276.1 | 296.2 | 289.5 | 2.2 | 0
10:00 | 21.2 | 156.4 | 0 | 55.1 | 276.7 | 295.9 | 290.2 | 3 | 0
11:00 | 23.7 | 172 | 0 | 60.6 | 277.3 | 295.3 | 290.5 | 3.1 | 0
noon | 23.7 | -172 | 0 | 65.1 | 277.9 | 295.9 | 290.8 | 2.3 | 0
13:00 | 21.2 | -156.4 | 0 | 57 | 278.4 | 296.1 | 290.8 | 2.4 | 0
14:00 | 16.5 | -141.8 | 0 | 53.5 | 278.5 | 295.8 | 290.9 | 2.5 | 0
15:00 | 10.1 | -128.3 | 0 | 36 | 278.3 | 295.9 | 290.5 | 2.6 | 0
16:00 | 2.4 | -115.9 | 0 | 14.5 | 277.7 | 295.9 | 290 | 2.3 | 0
17:00 | -6.1 | -104 | 0 | 0.3 | 277.1 | 295.7 | 289.9 | 2.3 | 0
18:00 | -15.1 | -92.3 | 0 | 0 | 276.7 | 295.7 | 289.7 | 2.1 | 0
19:00 | -24.2 | -80.2 | 0 | 0 | 276.3 | 296.1 | 289.3 | 2.4 | 0
20:00 | -32.9 | -66.9 | 0 | 0 | 276 | 295.6 | 289.6 | 2.8 | 0
21:00 | -40.8 | -51.4 | 0 | 0 | 275.7 | 295.8 | 289.3 | 2.5 | 0
22:00 | -46.9 | -33 | 0 | 0 | 275.5 | 296 | 289.1 | 2.1 | 0
23:00 | -50.4 | -11.4 | 0 | 0 | 275.4 | 296.1 | 289 | 2.3 | 0
March
| solar | solar | direct | diffuse | outdoor | indoor | window | heating | blinds
| altitude | azimuth | radiation | radiation | temp. | temp. | temp. | load | closed
| (degrees) | (degrees) | (W-h/m2) | (W-h/m2) | (K) | (K) | (K) | (W-h/m2) | (% time)
midnight | -39 | 9.6 | 0 | 0 | 276.9 | 294.1 | 288.5 | 127.3 | 0
1:00 | -36 | 28.2 | 0 | 0 | 276.8 | 294.1 | 288.5 | 131.1 | 0
2:00 | -30.6 | 45 | 0 | 0 | 276.7 | 294.1 | 288.4 | 135.4 | 0
3:00 | -23.4 | 59.7 | 0 | 0 | 276.5 | 294.1 | 288.4 | 127.8 | 0
4:00 | -15 | 72.9 | 0 | 0 | 276.3 | 294.1 | 288.3 | 129.1 | 0
5:00 | -6.1 | 85.2 | 0 | 0 | 276.4 | 294.1 | 288.3 | 123.9 | 0
6:00 | 2.9 | 97.1 | 0 | 4.1 | 276.6 | 294.1 | 288.4 | 116.4 | 0
7:00 | 11.8 | 109.3 | 0 | 24.9 | 276.9 | 294.1 | 288.8 | 113 | 0
8:00 | 20 | 122.4 | 0 | 48.1 | 277.4 | 295.8 | 289.8 | 1.8 | 0
9:00 | 27 | 136.9 | 0 | 66.7 | 278 | 295.8 | 290.8 | 2.2 | 0
10:00 | 32.2 | 153.1 | 0 | 85.8 | 278.8 | 295.9 | 291.2 | 1.9 | 0
11:00 | 35.1 | 170.8 | 0 | 100 | 279.8 | 295.9 | 291.6 | 1.8 | 0
noon | 35.1 | -170.8 | 0 | 101.7 | 280.5 | 296.1 | 291.9 | 1.8 | 0
13:00 | 32.2 | -153.1 | 0 | 93 | 281.2 | 296 | 291.9 | 1.5 | 0
14:00 | 27 | -136.9 | 0 | 79.8 | 281.5 | 296.1 | 292 | 1.7 | 0
15:00 | 20 | -122.4 | 0 | 58.9 | 281.4 | 295.8 | 291.7 | 1.7 | 0
16:00 | 11.8 | -109.3 | 0 | 34.5 | 280.9 | 296.2 | 291.4 | 1.6 | 0
17:00 | 2.9 | -97.1 | 0 | 15.4 | 280.1 | 295.9 | 291 | 2.2 | 0
18:00 | -6.1 | -85.2 | 0 | 0 | 279.4 | 295.8 | 290.6 | 1.9 | 0
19:00 | -15 | -72.9 | 0 | 0 | 278.7 | 295.9 | 290.2 | 2 | 0
20:00 | -23.4 | -59.7 | 0 | 0 | 278.2 | 295.6 | 290.1 | 2.7 | 0
21:00 | -30.6 | -45 | 0 | 0 | 277.8 | 296 | 290.1 | 2.6 | 0
22:00 | -36 | -28.2 | 0 | 0 | 277.3 | 295.8 | 289.9 | 3 | 0
23:00 | -39 | -9.6 | 0 | 0 | 277.1 | 295.8 | 289.6 | 2.9 | 0
April
| solar | solar | direct | diffuse | outdoor | indoor | window | heating | blinds
| altitude | azimuth | radiation | radiation | temp. | temp. | temp. | load | closed
| (degrees) | (degrees) | (W-h/m2) | (W-h/m2) | (K) | (K) | (K) | (W-h/m2) | (% time)
midnight | -27.1 | 8.3 | 0 | 0 | 278.5 | 294.1 | 289 | 104.7 | 0
1:00 | -24.5 | 24.4 | 0 | 0 | 278.2 | 294.1 | 288.9 | 102.6 | 0
2:00 | -19.7 | 39.5 | 0 | 0 | 278 | 294.1 | 288.9 | 104.3 | 0
3:00 | -13.1 | 53.3 | 0 | 0 | 277.7 | 294.1 | 288.8 | 106.3 | 0
4:00 | -5.2 | 66 | 0 | 0 | 277.4 | 294.1 | 288.7 | 105.3 | 0
5:00 | 3.4 | 78 | 3 | 8 | 277.6 | 294.1 | 288.8 | 104.1 | 0
6:00 | 12.4 | 89.8 | 0.4 | 33.9 | 278.1 | 294.1 | 289.2 | 107.3 | 0
7:00 | 21.5 | 102 | 0 | 60.7 | 278.8 | 294.1 | 289.8 | 103.8 | 0
8:00 | 30.1 | 115.3 | 0 | 79.7 | 279.5 | 296.7 | 291 | 1.4 | 0
9:00 | 37.7 | 130.6 | 0 | 102.3 | 280.6 | 296.2 | 291.7 | 2.3 | 0
10:00 | 43.7 | 148.5 | 0 | 121.4 | 281.5 | 296.1 | 292.3 | 2 | 0
11:00 | 47 | 169.1 | 0 | 133.9 | 282.5 | 295.9 | 293 | 1.6 | 0
noon | 47 | -169.1 | 0 | 135.6 | 283.5 | 295.9 | 293.3 | 1.2 | 0
13:00 | 43.7 | -148.5 | 0 | 127.4 | 284.2 | 296 | 293.4 | 1.1 | 0
14:00 | 37.7 | -130.6 | 0 | 116.3 | 284.7 | 296 | 293.5 | 0.9 | 0
15:00 | 30.1 | -115.3 | 0 | 86.8 | 285 | 295.9 | 293.3 | 0.9 | 0
16:00 | 21.5 | -102 | 0 | 66.8 | 284.7 | 296 | 293 | 0.8 | 0
17:00 | 12.4 | -89.8 | 0.5 | 41.3 | 283.9 | 295.6 | 292.5 | 1.1 | 0
18:00 | 3.4 | -78 | 12.3 | 16.4 | 283 | 296.1 | 291.7 | 1.1 | 0
19:00 | -5.2 | -66 | 0 | 0 | 282 | 295.9 | 291.4 | 1.1 | 0
20:00 | -13.1 | -53.3 | 0 | 0 | 281 | 296 | 291 | 1.6 | 0
21:00 | -19.7 | -39.5 | 0 | 0 | 280 | 295.7 | 290.9 | 1.7 | 0
22:00 | -24.5 | -24.4 | 0 | 0 | 279.3 | 295.8 | 290.5 | 1.9 | 0
23:00 | -27.1 | -8.3 | 0 | 0 | 278.6 | 295.7 | 290.1 | 2.1 | 0
May
| solar | solar | direct | diffuse | outdoor | indoor | window | heating | blinds
| altitude | azimuth | radiation | radiation | temp. | temp. | temp. | load | closed
| (degrees) | (degrees) | (W-h/m2) | (W-h/m2) | (K) | (K) | (K) | (W-h/m2) | (% time)
midnight | -17.9 | 7.4 | 0 | 0 | 281 | 294.1 | 289.8 | 74.7 | 0
1:00 | -15.5 | 22 | 0 | 0 | 280.8 | 294.1 | 289.7 | 75.5 | 0
2:00 | -11.1 | 35.8 | 0 | 0 | 280.5 | 294.1 | 289.7 | 75.9 | 0
3:00 | -5 | 48.7 | 0 | 0 | 280.2 | 294.1 | 289.5 | 74.6 | 0
4:00 | 2.4 | 60.8 | 12.8 | 10.9 | 280.2 | 294.1 | 289.8 | 76.6 | 0
5:00 | 10.7 | 72.3 | 41.5 | 40.6 | 280.5 | 294.1 | 290.5 | 75.7 | 0
6:00 | 19.6 | 83.7 | 18 | 62.9 | 280.9 | 294.1 | 290.6 | 75.9 | 0
7:00 | 28.7 | 95.6 | 0 | 84.8 | 281.8 | 294.1 | 291 | 67.3 | 0
8:00 | 37.6 | 108.8 | 0 | 101.3 | 282.7 | 295.8 | 292.6 | 0.8 | 0
9:00 | 45.8 | 124.4 | 0 | 131.7 | 283.7 | 295.9 | 293.5 | 1 | 0
10:00 | 52.4 | 143.6 | 0 | 145.9 | 284.8 | 295.9 | 294 | 0.7 | 0
11:00 | 56.2 | 167.2 | 0 | 152.2 | 285.8 | 296.2 | 294.2 | 0.4 | 0
noon | 56.2 | -167.2 | 0 | 145.7 | 286.8 | 296.2 | 294.4 | 0.3 | 0
13:00 | 52.4 | -143.6 | 0 | 137.1 | 287.6 | 296.3 | 295 | 0.3 | 0
14:00 | 45.8 | -124.4 | 0 | 134.2 | 288 | 296.6 | 294.7 | 0.4 | 0
15:00 | 37.6 | -108.8 | 0 | 116.3 | 288 | 296.2 | 294.7 | 0.4 | 0
16:00 | 28.7 | -95.6 | 0 | 97.6 | 287.9 | 296.4 | 294.3 | 0.3 | 0
17:00 | 19.6 | -83.7 | 19 | 74.3 | 287.3 | 295.7 | 294.2 | 0.3 | 0
18:00 | 10.7 | -72.3 | 47.9 | 48.7 | 286.3 | 296.1 | 293.9 | 0.2 | 0
19:00 | 2.4 | -60.8 | 25.2 | 18.1 | 285.1 | 295.8 | 293 | 0.4 | 0
20:00 | -5 | -48.7 | 0 | 0 | 284 | 296.2 | 292 | 0.4 | 0
21:00 | -11.1 | -35.8 | 0 | 0 | 283.1 | 296.1 | 291.8 | 0.6 | 0
22:00 | -15.5 | -22 | 0 | 0 | 282.3 | 295.8 | 291.5 | 0.8 | 0
23:00 | -17.9 | -7.4 | 0 | 0 | 281.5 | 296 | 291 | 0.8 | 0
June
| solar | solar | direct | diffuse | outdoor | indoor | window | heating | blinds
| altitude | azimuth | radiation | radiation | temp. | temp. | temp. | load | closed
| (degrees) | (degrees) | (W-h/m2) | (W-h/m2) | (K) | (K) | (K) | (W-h/m2) | (% time)
midnight | -13.8 | 7 | 0 | 0 | 284.5 | 294.1 | 290.9 | 42.1 | 0
1:00 | -11.6 | 21 | 0 | 0 | 284.2 | 294.1 | 290.9 | 41.1 | 0
2:00 | -7.3 | 34.3 | 0 | 0 | 283.9 | 294.1 | 290.7 | 37.8 | 0
3:00 | -1.4 | 46.7 | 0 | 0 | 283.6 | 294.1 | 290.6 | 36.7 | 0
4:00 | 5.8 | 58.4 | 47 | 27.4 | 283.7 | 294.2 | 291.6 | 38.1 | 0
5:00 | 14 | 69.7 | 54.6 | 52.4 | 284.2 | 294.3 | 292.1 | 37.9 | 0
6:00 | 22.8 | 80.8 | 26.7 | 76.8 | 284.6 | 294.4 | 292.1 | 38.9 | 0
7:00 | 31.9 | 92.5 | 0 | 90.6 | 285.2 | 294.4 | 292.3 | 37.7 | 0
8:00 | 40.9 | 105.5 | 0 | 104.6 | 286.2 | 296.1 | 294 | 0.3 | 0
9:00 | 49.2 | 121 | 0 | 130.5 | 287.2 | 296.1 | 294.7 | 0.3 | 0
10:00 | 56.1 | 140.8 | 0 | 140.9 | 288.1 | 296.3 | 295.3 | 0.2 | 0
11:00 | 60.2 | 166 | 0 | 149.1 | 289.1 | 296.8 | 295.7 | 0.2 | 0
noon | 60.2 | -166 | 0 | 150.4 | 290 | 296.9 | 296.4 | 0.1 | 0
13:00 | 56.1 | -140.8 | 0 | 149.6 | 290.6 | 297.3 | 296.6 | 0 | 0
14:00 | 49.2 | -121 | 0 | 133.5 | 291 | 297.2 | 296.4 | 0 | 0
15:00 | 40.9 | -105.5 | 0 | 111.8 | 291.1 | 297.4 | 296.4 | 0 | 0
16:00 | 31.9 | -92.5 | 0 | 113.1 | 290.9 | 297.1 | 296.1 | 0 | 0
17:00 | 22.8 | -80.8 | 25.1 | 93.4 | 290.2 | 296.8 | 295.6 | 0.1 | 0
18:00 | 14 | -69.7 | 50.8 | 67.2 | 289.3 | 296.2 | 295.3 | 0.2 | 0
19:00 | 5.8 | -58.4 | 47.8 | 41 | 288.3 | 296.4 | 294.7 | 0.2 | 0
20:00 | -1.4 | -46.7 | 0 | 0 | 287.4 | 296.2 | 293.3 | 0.2 | 0
21:00 | -7.3 | -34.3 | 0 | 0 | 286.4 | 296.1 | 293.1 | 0.2 | 0
22:00 | -11.6 | -21 | 0 | 0 | 285.7 | 295.7 | 292.8 | 0.4 | 0
23:00 | -13.8 | -7 | 0 | 0 | 284.8 | 296.1 | 292.4 | 0.3 | 0
July
| solar | solar | direct | diffuse | outdoor | indoor | window | heating | blinds
| altitude | azimuth | radiation | radiation | temp. | temp. | temp. | load | closed
| (degrees) | (degrees) | (W-h/m2) | (W-h/m2) | (K) | (K) | (K) | (W-h/m2) | (% time)
midnight | -15.9 | 7.2 | 0 | 0 | 286.4 | 295.2 | 292.4 | 15.3 | 0
1:00 | -13.7 | 21.5 | 0 | 0 | 286.1 | 294.9 | 292 | 18.9 | 0
2:00 | -9.3 | 35.1 | 0 | 0 | 285.6 | 294.6 | 291.7 | 19.1 | 0
3:00 | -3.3 | 47.8 | 0 | 0 | 285.3 | 294.4 | 291.4 | 17.6 | 0
4:00 | 4 | 59.7 | 7.4 | 13.9 | 285.5 | 294.4 | 291.7 | 18.2 | 0
5:00 | 12.3 | 71 | 22.1 | 43.4 | 285.8 | 294.6 | 292.4 | 16.3 | 0
6:00 | 21.1 | 82.3 | 12.9 | 72.5 | 286.4 | 295 | 293 | 16.7 | 0
7:00 | 30.2 | 94.1 | 0 | 90.2 | 286.8 | 295.4 | 293.6 | 14.6 | 0
8:00 | 39.2 | 107.3 | 0 | 107.5 | 287.6 | 296.9 | 295.1 | 0 | 0
9:00 | 47.4 | 122.8 | 0 | 130 | 288.7 | 297.1 | 295.6 | 0 | 0
10:00 | 54.2 | 142.4 | 0 | 152.9 | 289.7 | 297.1 | 296.4 | 0.1 | 0
11:00 | 58.1 | 166.6 | 0 | 166.1 | 290.7 | 297.3 | 297 | 0 | 0
noon | 58.1 | -166.6 | 0 | 174.3 | 291.7 | 297.8 | 297.4 | 0 | 0
13:00 | 54.2 | -142.4 | 0 | 161.4 | 292.5 | 297.6 | 297.8 | 0 | 0
14:00 | 47.4 | -122.8 | 0 | 145.3 | 292.9 | 297.4 | 297.5 | 0 | 0
15:00 | 39.2 | -107.3 | 0 | 120.5 | 293 | 297.4 | 297.2 | 0 | 0
16:00 | 30.2 | -94.1 | 0 | 114.7 | 292.8 | 297.4 | 297.1 | 0 | 0
17:00 | 21.1 | -82.3 | 18.9 | 91.1 | 292.4 | 297.4 | 296.7 | 0 | 0
18:00 | 12.3 | -71 | 59.5 | 68.5 | 291.5 | 297.4 | 296.8 | 0 | 0
19:00 | 4 | -59.7 | 57.7 | 35.1 | 290.4 | 297.3 | 296 | 0 | 0
20:00 | -3.3 | -47.8 | 0 | 0 | 289.3 | 296.9 | 294.6 | 0 | 0
21:00 | -9.3 | -35.1 | 0 | 0 | 288.4 | 297.1 | 294.2 | 0 | 0
22:00 | -13.7 | -21.5 | 0 | 0 | 287.5 | 296.9 | 293.9 | 0.1 | 0
23:00 | -15.9 | -7.2 | 0 | 0 | 286.8 | 297 | 293.5 | 0 | 0
August
| solar | solar | direct | diffuse | outdoor | indoor | window | heating | blinds
| altitude | azimuth | radiation | radiation | temp. | temp. | temp. | load | closed
| (degrees) | (degrees) | (W-h/m2) | (W-h/m2) | (K) | (K) | (K) | (W-h/m2) | (% time)
midnight | -23.7 | 7.9 | 0 | 0 | 286.4 | 294.9 | 292.1 | 13.4 | 0
1:00 | -21.3 | 23.5 | 0 | 0 | 286 | 294.6 | 291.8 | 14.7 | 0
2:00 | -16.6 | 38.1 | 0 | 0 | 285.9 | 294.5 | 291.7 | 16.3 | 0
3:00 | -10.1 | 51.6 | 0 | 0 | 285.4 | 294.3 | 291.4 | 17.5 | 0
4:00 | -2.4 | 64.1 | 0 | 0 | 285.1 | 294.2 | 291.2 | 19.8 | 0
5:00 | 6 | 75.9 | 12.7 | 19 | 285.3 | 294.4 | 291.6 | 18.8 | 0
6:00 | 15.1 | 87.6 | 5.8 | 45.6 | 285.9 | 294.6 | 292.2 | 17.7 | 0
7:00 | 24.2 | 99.7 | 0 | 76 | 286.5 | 295.1 | 293 | 17.7 | 0
8:00 | 32.9 | 113.1 | 0 | 96.4 | 287.3 | 296.7 | 294.8 | 0 | 0
9:00 | 40.7 | 128.5 | 0 | 119 | 288.2 | 296.9 | 295.4 | 0 | 0
10:00 | 46.9 | 146.9 | 0 | 144.3 | 289.3 | 297 | 296 | 0 | 0
11:00 | 50.3 | 168.5 | 0 | 156.9 | 290.4 | 297 | 296.5 | 0 | 0
noon | 50.3 | -168.5 | 0 | 169.1 | 291.3 | 297.1 | 297 | 0 | 0
13:00 | 46.9 | -146.9 | 0 | 150.2 | 292 | 297.6 | 297 | 0 | 0
14:00 | 40.7 | -128.5 | 0 | 130.8 | 292.5 | 297.4 | 297.2 | 0 | 0
15:00 | 32.9 | -113.1 | 0 | 103.7 | 292.6 | 297.5 | 296.9 | 0 | 0
16:00 | 24.2 | -99.7 | 0 | 76.7 | 292.2 | 297.5 | 296.5 | 0 | 0
17:00 | 15.1 | -87.6 | 6.3 | 56.4 | 291.7 | 297.5 | 296 | 0 | 0
18:00 | 6 | -75.9 | 24.9 | 35.1 | 290.9 | 297.3 | 295.7 | 0 | 0
19:00 | -2.4 | -64.1 | 0 | 6 | 289.9 | 297 | 295 | 0 | 0
20:00 | -10.1 | -51.6 | 0 | 0 | 289 | 297 | 294.4 | 0 | 0
21:00 | -16.6 | -38.1 | 0 | 0 | 288.1 | 297 | 294.2 | 0 | 0
22:00 | -21.3 | -23.5 | 0 | 0 | 287.3 | 296.6 | 293.6 | 0 | 0
23:00 | -23.7 | -7.9 | 0 | 0 | 286.6 | 296.7 | 293.4 | 0 | 0
September
| solar | solar | direct | diffuse | outdoor | indoor | window | heating | blinds
| altitude | azimuth | radiation | radiation | temp. | temp. | temp. | load | closed
| (degrees) | (degrees) | (W-h/m2) | (W-h/m2) | (K) | (K) | (K) | (W-h/m2) | (% time)
midnight | -35.1 | 9.1 | 0 | 0 | 284.9 | 295 | 291.7 | 41.9 | 0
1:00 | -32.3 | 26.9 | 0 | 0 | 284.8 | 294.7 | 291.5 | 42.1 | 0
2:00 | -27.1 | 43.1 | 0 | 0 | 284.5 | 294.5 | 291.2 | 41.6 | 0
3:00 | -20 | 57.5 | 0 | 0 | 284.3 | 294.4 | 291.1 | 41.1 | 0
4:00 | -11.8 | 70.6 | 0 | 0 | 284.1 | 294.3 | 291 | 41.8 | 0
5:00 | -3 | 82.8 | 0 | 0.3 | 284 | 294.3 | 290.9 | 43.9 | 0
6:00 | 6 | 94.7 | 0 | 19.9 | 284.3 | 294.3 | 291.2 | 41.8 | 0
7:00 | 15 | 107 | 0 | 44.4 | 284.7 | 294.5 | 291.7 | 36.9 | 0
8:00 | 23.3 | 120.2 | 0 | 67.9 | 285.4 | 297 | 293.5 | 0.4 | 0
9:00 | 30.6 | 135 | 0 | 89.9 | 286.1 | 297 | 294.1 | 0.5 | 0
10:00 | 36 | 151.7 | 0 | 104.9 | 286.8 | 297 | 294.7 | 0.3 | 0
11:00 | 39 | 170.3 | 0 | 105.9 | 287.6 | 297 | 294.9 | 0.2 | 0
noon | 39 | -170.3 | 0 | 104.9 | 288.3 | 296.7 | 295.2 | 0.1 | 0
13:00 | 36 | -151.7 | 0 | 101.4 | 288.9 | 296.8 | 295.3 | 0.2 | 0
14:00 | 30.6 | -135 | 0 | 92.6 | 289.4 | 297.1 | 295.5 | 0.1 | 0
15:00 | 23.3 | -120.2 | 0 | 73.2 | 289.5 | 297.4 | 295.2 | 0.1 | 0
16:00 | 15 | -107 | 0 | 44.6 | 289.3 | 297.2 | 295 | 0.1 | 0
17:00 | 6 | -94.7 | 0 | 23.9 | 288.6 | 297.2 | 294.4 | 0.1 | 0
18:00 | -3 | -82.8 | 0 | 2.4 | 287.8 | 296.9 | 293.9 | 0.2 | 0
19:00 | -11.8 | -70.6 | 0 | 0 | 287.1 | 297 | 293.7 | 0.3 | 0
20:00 | -20 | -57.5 | 0 | 0 | 286.5 | 296.7 | 293.4 | 0.6 | 0
21:00 | -27.1 | -43.1 | 0 | 0 | 285.9 | 296.5 | 293.1 | 0.6 | 0
22:00 | -32.3 | -26.9 | 0 | 0 | 285.3 | 296.6 | 292.9 | 0.5 | 0
23:00 | -35.1 | -9.1 | 0 | 0 | 285 | 296.8 | 292.9 | 0.6 | 0
October
| solar | solar | direct | diffuse | outdoor | indoor | window | heating | blinds
| altitude | azimuth | radiation | radiation | temp. | temp. | temp. | load | closed
| (degrees) | (degrees) | (W-h/m2) | (W-h/m2) | (K) | (K) | (K) | (W-h/m2) | (% time)
midnight | -47 | 10.8 | 0 | 0 | 282.1 | 294.3 | 290.3 | 57.3 | 0
1:00 | -43.7 | 31.4 | 0 | 0 | 282.1 | 294.2 | 290.2 | 56.3 | 0
2:00 | -37.8 | 49.3 | 0 | 0 | 282 | 294.1 | 290.1 | 57.8 | 0
3:00 | -30.1 | 64.6 | 0 | 0 | 281.8 | 294.1 | 290.1 | 58.7 | 0
4:00 | -21.5 | 78 | 0 | 0 | 281.8 | 294.1 | 290.1 | 60.2 | 0
5:00 | -12.4 | 90.2 | 0 | 0 | 281.7 | 294.1 | 290 | 65 | 0
6:00 | -3.4 | 102 | 0 | 0.8 | 281.8 | 294.1 | 290.1 | 65.7 | 0
7:00 | 5.2 | 114 | 0 | 16.8 | 282.2 | 294.1 | 290.4 | 64.4 | 0
8:00 | 13 | 126.6 | 0 | 37.6 | 282.6 | 296.1 | 291.6 | 0.6 | 0
9:00 | 19.7 | 140.4 | 0 | 61.3 | 283.3 | 295.9 | 292.7 | 1.1 | 0
10:00 | 24.5 | 155.5 | 0 | 70.4 | 283.9 | 296.2 | 292.8 | 0.8 | 0
11:00 | 27.1 | 171.7 | 0 | 81.3 | 284.6 | 296 | 293 | 0.8 | 0
noon | 27.1 | -171.7 | 0 | 79 | 285.1 | 296.2 | 293.4 | 0.8 | 0
13:00 | 24.5 | -155.5 | 0 | 65.6 | 285.4 | 296.1 | 293.2 | 0.6 | 0
14:00 | 19.7 | -140.4 | 0 | 49.7 | 285.5 | 296.1 | 293.3 | 0.7 | 0
15:00 | 13 | -126.6 | 0 | 33.4 | 285.3 | 295.8 | 293 | 0.5 | 0
16:00 | 5.2 | -114 | 0 | 14.6 | 284.7 | 296.4 | 292.4 | 0.5 | 0
17:00 | -3.4 | -102 | 0 | 0.4 | 284.1 | 295.9 | 292.3 | 0.7 | 0
18:00 | -12.4 | -90.2 | 0 | 0 | 283.5 | 295.8 | 291.9 | 0.9 | 0
19:00 | -21.5 | -78 | 0 | 0 | 283.1 | 296.3 | 291.6 | 0.6 | 0
20:00 | -30.1 | -64.6 | 0 | 0 | 282.8 | 296.2 | 291.8 | 0.7 | 0
21:00 | -37.8 | -49.3 | 0 | 0 | 282.5 | 295.9 | 291.7 | 0.8 | 0
22:00 | -43.7 | -31.4 | 0 | 0 | 282.4 | 296 | 291.5 | 0.7 | 0
23:00 | -47 | -10.8 | 0 | 0 | 282.2 | 296.1 | 291.6 | 0.6 | 0
November
| solar | solar | direct | diffuse | outdoor | indoor | window | heating | blinds
| altitude | azimuth | radiation | radiation | temp. | temp. | temp. | load | closed
| (degrees) | (degrees) | (W-h/m2) | (W-h/m2) | (K) | (K) | (K) | (W-h/m2) | (% time)
midnight | -56.2 | 12.8 | 0 | 0 | 278.9 | 294.1 | 289.1 | 102.7 | 0
1:00 | -52.4 | 36.3 | 0 | 0 | 278.8 | 294.1 | 289.1 | 103.5 | 0
2:00 | -45.8 | 55.6 | 0 | 0 | 278.6 | 294.1 | 289.1 | 109.6 | 0
3:00 | -37.7 | 71.1 | 0 | 0 | 278.5 | 294.1 | 289 | 106 | 0
4:00 | -28.8 | 84.3 | 0 | 0 | 278.4 | 294.1 | 289 | 102 | 0
5:00 | -19.7 | 96.2 | 0 | 0 | 278.4 | 294.1 | 289 | 105.4 | 0
6:00 | -10.7 | 107.7 | 0 | 0 | 278.3 | 294.1 | 289 | 105.8 | 0
7:00 | -2.4 | 119.2 | 0 | 1 | 278.2 | 294.1 | 288.9 | 106.4 | 0
8:00 | 5 | 131.2 | 0 | 16 | 278.4 | 295.3 | 290.3 | 1.5 | 0
9:00 | 11.1 | 144.1 | 0 | 30.1 | 278.8 | 296 | 290.4 | 1.6 | 0
10:00 | 15.5 | 157.9 | 0 | 45.9 | 279.2 | 296.3 | 290.8 | 2 | 0
11:00 | 17.8 | 172.5 | 0 | 57.8 | 279.7 | 295.5 | 291.4 | 2.2 | 0
noon | 17.8 | -172.5 | 0 | 55.3 | 280.1 | 296.1 | 291.3 | 1.3 | 0
13:00 | 15.5 | -157.9 | 0 | 47.3 | 280.3 | 295.8 | 291.4 | 1.9 | 0
14:00 | 11.1 | -144.1 | 0 | 30.2 | 280.4 | 296 | 291.1 | 1.8 | 0
15:00 | 5 | -131.2 | 0 | 12.9 | 280.2 | 295.8 | 291 | 1.4 | 0
16:00 | -2.4 | -119.2 | 0 | 0 | 280 | 296.3 | 290.6 | 1.4 | 0
17:00 | -10.7 | -107.7 | 0 | 0 | 279.7 | 296.1 | 290.7 | 1.7 | 0
18:00 | -19.7 | -96.2 | 0 | 0 | 279.6 | 295.8 | 290.8 | 1.6 | 0
19:00 | -28.8 | -84.3 | 0 | 0 | 279.4 | 295.5 | 290.5 | 1.7 | 0
20:00 | -37.7 | -71.1 | 0 | 0 | 279.4 | 296 | 290.6 | 1.6 | 0
21:00 | -45.8 | -55.6 | 0 | 0 | 279.2 | 295.6 | 290.7 | 1.7 | 0
22:00 | -52.4 | -36.3 | 0 | 0 | 279 | 296.1 | 290 | 1.4 | 0
23:00 | -56.2 | -12.8 | 0 | 0 | 278.8 | 296.1 | 290.3 | 1.5 | 0
December
| solar | solar | direct | diffuse | outdoor | indoor | window | heating | blinds
| altitude | azimuth | radiation | radiation | temp. | temp. | temp. | load | closed
| (degrees) | (degrees) | (W-h/m2) | (W-h/m2) | (K) | (K) | (K) | (W-h/m2) | (% time)
midnight | -60.2 | 13.9 | 0 | 0 | 276.9 | 294.1 | 288.5 | 107.8 | 0
1:00 | -56.1 | 39.1 | 0 | 0 | 276.8 | 294.1 | 288.5 | 111.5 | 0
2:00 | -49.2 | 58.9 | 0 | 0 | 276.8 | 294.1 | 288.5 | 111.8 | 0
3:00 | -40.9 | 74.4 | 0 | 0 | 276.8 | 294.1 | 288.5 | 111.8 | 0
4:00 | -31.9 | 87.4 | 0 | 0 | 276.9 | 294.1 | 288.5 | 109.2 | 0
5:00 | -22.8 | 99.1 | 0 | 0 | 277 | 294.1 | 288.5 | 112.2 | 0
6:00 | -14 | 110.2 | 0 | 0 | 276.9 | 294.1 | 288.5 | 109.4 | 0
7:00 | -5.8 | 121.5 | 0 | 0 | 276.9 | 294.1 | 288.5 | 106.6 | 0
8:00 | 1.4 | 133.2 | 0 | 1.8 | 277.1 | 294.9 | 290.6 | 1.8 | 0
9:00 | 7.3 | 145.7 | 0 | 14.9 | 277.3 | 296 | 289.4 | 2 | 0
10:00 | 11.6 | 158.9 | 0 | 28.6 | 277.7 | 295.8 | 290.5 | 2.3 | 0
11:00 | 13.8 | 172.9 | 0 | 36.8 | 277.9 | 296 | 290.3 | 2.2 | 0
noon | 13.8 | -172.9 | 0 | 37.9 | 278.2 | 295.6 | 290.7 | 2.7 | 0
13:00 | 11.6 | -158.9 | 0 | 29 | 278.4 | 296 | 290.5 | 1.7 | 0
14:00 | 7.3 | -145.7 | 0 | 18.1 | 278.3 | 295.8 | 290.5 | 2 | 0
15:00 | 1.4 | -133.2 | 0 | 4.7 | 278.2 | 296.1 | 290 | 1.7 | 0
16:00 | -5.8 | -121.5 | 0 | 0 | 277.8 | 295.7 | 290.2 | 2.4 | 0
17:00 | -14 | -110.2 | 0 | 0 | 277.7 | 295.6 | 290 | 2 | 0
18:00 | -22.8 | -99.1 | 0 | 0 | 277.5 | 295.9 | 289.8 | 1.9 | 0
19:00 | -31.9 | -87.4 | 0 | 0 | 277.5 | 295.8 | 289.7 | 2 | 0
20:00 | -40.9 | -74.4 | 0 | 0 | 277.3 | 295.8 | 290 | 1.9 | 0
21:00 | -49.2 | -58.9 | 0 | 0 | 277.1 | 296.2 | 289.8 | 1.7 | 0
22:00 | -56.1 | -39.1 | 0 | 0 | 277.1 | 296 | 289.8 | 2 | 0
23:00 | -60.2 | -13.9 | 0 | 0 | 277 | 295.8 | 289.9 | 2.4 | 0

## Sheet31
Scenario Three (red)
Tue Dec 03 2019 23:15:24 GMT+0000 (Greenwich Mean Time)
Setup Information:
Building
Location | UK - London
Building length, side A | N/A
Building length, side B | N/A
Simulation Type
Simulation Type | one_sided
Window Description
Typology | dgu_nb
Glazing Type | clear
Window Area | 31%
Wall Description
Insulation R-Value | 99999999.9 m2-K/W
Occupancy
Type | Low-rise Residential
Occupancy Load | 0.000 people per m2
Lighting Requirements | 400 lux
Equipment Load | 0.00 W/m2
Room Ventilation
Air Change Rate per Occupant | 15.0 liters / sec per person
Total Air Change Rate | 0.0 roomfuls per hour
Lighting Control
Lighting Control | lights do not respond to daylight: all lights fully on while building is occupied
Representative Room
Orientation | north
Room Depth | 27 m
Room Width | 5 m
Room Height | 2.2 m
Thermal Mass
Thermal Mass | none
Overhang
Overhang Depth | 0 m
Roof
Roof Type | adiabatic roof
Simulation Results:
Primary Energy Use and CO2 Emissions
| heating | cooling | lighting | total | CO2
| energy | energy | energy | energy | emissions
| (kWh/m2) | (kWh/m2) | (kWh/m2) | (kWh/m2) | (kg/m2)
January | 33.8 | 0 | 7.3 | 41.1 | 8.2
February | 28.2 | 0 | 6.6 | 34.8 | 7
March | 32.1 | 0 | 7.3 | 39.4 | 7.9
April | 25.8 | 0 | 7.1 | 32.9 | 6.6
May | 18.7 | 0 | 7.3 | 26 | 5.2
June | 9.4 | 0 | 7.1 | 16.5 | 3.3
July | 4.2 | 0 | 7.3 | 11.5 | 2.3
August | 4.2 | 0 | 7.3 | 11.5 | 2.3
September | 10.1 | 0 | 7.1 | 17.2 | 3.4
October | 15.4 | 0 | 7.3 | 22.7 | 4.5
November | 26 | 0 | 7.1 | 33.1 | 6.6
December | 28.3 | 0 | 7.3 | 35.6 | 7.1
Total | 236.2 | 0 | 86.1 | 322.3 | 64.5 | yearly energy
January
| solar | solar | direct | diffuse | outdoor | indoor | window | heating | blinds
| altitude | azimuth | radiation | radiation | temp. | temp. | temp. | load | closed
| (degrees) | (degrees) | (W-h/m2) | (W-h/m2) | (K) | (K) | (K) | (W-h/m2) | (% time)
midnight | -58.1 | 13.3 | 0 | 0 | 275.9 | 294.1 | 288.2 | 135.1 | 0
1:00 | -54.2 | 37.6 | 0 | 0 | 275.8 | 294.1 | 288.2 | 134.4 | 0
2:00 | -47.5 | 57.1 | 0 | 0 | 275.8 | 294.1 | 288.2 | 132.9 | 0
3:00 | -39.2 | 72.7 | 0 | 0 | 275.7 | 294.1 | 288.1 | 128.7 | 0
4:00 | -30.2 | 85.8 | 0 | 0 | 275.6 | 294.1 | 288.1 | 131.4 | 0
5:00 | -21.1 | 97.6 | 0 | 0 | 275.6 | 294.1 | 288.1 | 131.3 | 0
6:00 | -12.3 | 108.9 | 0 | 0 | 275.5 | 294.1 | 288.1 | 128.9 | 0
7:00 | -4 | 120.3 | 0 | 0 | 275.5 | 294.1 | 288.1 | 127.8 | 0
8:00 | 3.3 | 132.2 | 0 | 5.1 | 275.7 | 294.8 | 290.1 | 2.3 | 0
9:00 | 9.3 | 144.9 | 0 | 20.2 | 276.1 | 295.7 | 289.2 | 2.3 | 0
10:00 | 13.6 | 158.4 | 0 | 34.6 | 276.5 | 296.4 | 289.8 | 2.3 | 0
11:00 | 15.9 | 172.7 | 0 | 40.5 | 276.7 | 295.7 | 290.1 | 2.9 | 0
noon | 15.9 | -172.7 | 0 | 42.7 | 277.2 | 296.1 | 290.2 | 2.7 | 0
13:00 | 13.6 | -158.4 | 0 | 38.1 | 277.6 | 295.8 | 290.2 | 2.4 | 0
14:00 | 9.3 | -144.9 | 0 | 26.7 | 277.5 | 295.9 | 290.2 | 2.5 | 0
15:00 | 3.3 | -132.2 | 0 | 13.2 | 277.3 | 295.9 | 290 | 2.6 | 0
16:00 | -4 | -120.3 | 0 | 0.6 | 277 | 295.8 | 289.8 | 2.4 | 0
17:00 | -12.3 | -108.9 | 0 | 0 | 276.8 | 295.8 | 289.5 | 2.9 | 0
18:00 | -21.1 | -97.6 | 0 | 0 | 276.5 | 295.6 | 289.6 | 2.9 | 0
19:00 | -30.2 | -85.8 | 0 | 0 | 276.3 | 295.8 | 289.5 | 2.6 | 0
20:00 | -39.2 | -72.7 | 0 | 0 | 276.1 | 295.9 | 289.5 | 2.7 | 0
21:00 | -47.5 | -57.1 | 0 | 0 | 276.1 | 295.9 | 289.4 | 2.7 | 0
22:00 | -54.2 | -37.6 | 0 | 0 | 276 | 295.9 | 289.4 | 2.8 | 0
23:00 | -58.1 | -13.3 | 0 | 0 | 275.9 | 295.8 | 289.3 | 2.8 | 0
February
| solar | solar | direct | diffuse | outdoor | indoor | window | heating | blinds
| altitude | azimuth | radiation | radiation | temp. | temp. | temp. | load | closed
| (degrees) | (degrees) | (W-h/m2) | (W-h/m2) | (K) | (K) | (K) | (W-h/m2) | (% time)
midnight | -50.4 | 11.4 | 0 | 0 | 275.4 | 294.1 | 288 | 115.3 | 0
1:00 | -46.9 | 33 | 0 | 0 | 275.3 | 294.1 | 288 | 109.9 | 0
2:00 | -40.8 | 51.4 | 0 | 0 | 275.2 | 294.1 | 288 | 114.1 | 0
3:00 | -32.9 | 66.9 | 0 | 0 | 275.2 | 294.1 | 288 | 120.6 | 0
4:00 | -24.2 | 80.2 | 0 | 0 | 275.2 | 294.1 | 288 | 122.6 | 0
5:00 | -15.1 | 92.3 | 0 | 0 | 275.1 | 294.1 | 287.9 | 127.2 | 0
6:00 | -6.1 | 104 | 0 | 0 | 275.1 | 294.1 | 287.9 | 127 | 0
7:00 | 2.4 | 115.9 | 0 | 2.3 | 275.1 | 294.1 | 288 | 130.7 | 0
8:00 | 10.1 | 128.3 | 0 | 20.6 | 275.5 | 295.1 | 289.9 | 2.4 | 0
9:00 | 16.5 | 141.8 | 0 | 40.4 | 276.1 | 296.1 | 289.5 | 2.2 | 0
10:00 | 21.2 | 156.4 | 0 | 55.1 | 276.7 | 295.9 | 290.2 | 3 | 0
11:00 | 23.7 | 172 | 0 | 60.6 | 277.3 | 295.5 | 290.6 | 3 | 0
noon | 23.7 | -172 | 0 | 65.1 | 277.9 | 295.9 | 290.8 | 2.4 | 0
13:00 | 21.2 | -156.4 | 0 | 57 | 278.4 | 296 | 290.7 | 2.4 | 0
14:00 | 16.5 | -141.8 | 0 | 53.5 | 278.5 | 295.7 | 290.8 | 2.5 | 0
15:00 | 10.1 | -128.3 | 0 | 36 | 278.3 | 296 | 290.5 | 2.4 | 0
16:00 | 2.4 | -115.9 | 0 | 14.5 | 277.7 | 296.1 | 290.2 | 2.1 | 0
17:00 | -6.1 | -104 | 0 | 0.3 | 277.1 | 295.8 | 289.9 | 2.4 | 0
18:00 | -15.1 | -92.3 | 0 | 0 | 276.7 | 295.7 | 289.5 | 2.5 | 0
19:00 | -24.2 | -80.2 | 0 | 0 | 276.3 | 296 | 289.8 | 2.5 | 0
20:00 | -32.9 | -66.9 | 0 | 0 | 276 | 295.6 | 289.4 | 2.7 | 0
21:00 | -40.8 | -51.4 | 0 | 0 | 275.7 | 295.8 | 289.3 | 2.4 | 0
22:00 | -46.9 | -33 | 0 | 0 | 275.5 | 295.7 | 289.3 | 2.5 | 0
23:00 | -50.4 | -11.4 | 0 | 0 | 275.4 | 296.1 | 289.2 | 2 | 0
March
| solar | solar | direct | diffuse | outdoor | indoor | window | heating | blinds
| altitude | azimuth | radiation | radiation | temp. | temp. | temp. | load | closed
| (degrees) | (degrees) | (W-h/m2) | (W-h/m2) | (K) | (K) | (K) | (W-h/m2) | (% time)
midnight | -39 | 9.6 | 0 | 0 | 276.9 | 294.1 | 288.5 | 127.4 | 0
1:00 | -36 | 28.2 | 0 | 0 | 276.8 | 294.1 | 288.5 | 131.2 | 0
2:00 | -30.6 | 45 | 0 | 0 | 276.7 | 294.1 | 288.4 | 135.4 | 0
3:00 | -23.4 | 59.7 | 0 | 0 | 276.5 | 294.1 | 288.4 | 127.9 | 0
4:00 | -15 | 72.9 | 0 | 0 | 276.3 | 294.1 | 288.3 | 129.1 | 0
5:00 | -6.1 | 85.2 | 0 | 0 | 276.4 | 294.1 | 288.3 | 123.9 | 0
6:00 | 2.9 | 97.1 | 0 | 4.1 | 276.6 | 294.1 | 288.4 | 116.4 | 0
7:00 | 11.8 | 109.3 | 0 | 24.9 | 276.9 | 294.1 | 288.8 | 113 | 0
8:00 | 20 | 122.4 | 0 | 48.1 | 277.4 | 295.8 | 290 | 1.8 | 0
9:00 | 27 | 136.9 | 0 | 66.7 | 278 | 295.9 | 290.8 | 2.1 | 0
10:00 | 32.2 | 153.1 | 0 | 85.8 | 278.8 | 295.9 | 291.2 | 2 | 0
11:00 | 35.1 | 170.8 | 0 | 100 | 279.8 | 295.7 | 291.7 | 1.9 | 0
noon | 35.1 | -170.8 | 0 | 101.7 | 280.5 | 296 | 292 | 1.9 | 0
13:00 | 32.2 | -153.1 | 0 | 93 | 281.2 | 296 | 292 | 1.5 | 0
14:00 | 27 | -136.9 | 0 | 79.8 | 281.5 | 296.2 | 291.9 | 1.6 | 0
15:00 | 20 | -122.4 | 0 | 58.9 | 281.4 | 295.9 | 291.7 | 1.9 | 0
16:00 | 11.8 | -109.3 | 0 | 34.5 | 280.9 | 296.1 | 291.4 | 1.6 | 0
17:00 | 2.9 | -97.1 | 0 | 15.4 | 280.1 | 295.8 | 291 | 2.2 | 0
18:00 | -6.1 | -85.2 | 0 | 0 | 279.4 | 295.9 | 290.4 | 1.8 | 0
19:00 | -15 | -72.9 | 0 | 0 | 278.7 | 295.9 | 290.2 | 1.9 | 0
20:00 | -23.4 | -59.7 | 0 | 0 | 278.2 | 296.1 | 290 | 2.3 | 0
21:00 | -30.6 | -45 | 0 | 0 | 277.8 | 295.9 | 290 | 2.9 | 0
22:00 | -36 | -28.2 | 0 | 0 | 277.3 | 296.2 | 289.8 | 2.8 | 0
23:00 | -39 | -9.6 | 0 | 0 | 277.1 | 295.7 | 289.9 | 3.1 | 0
April
| solar | solar | direct | diffuse | outdoor | indoor | window | heating | blinds
| altitude | azimuth | radiation | radiation | temp. | temp. | temp. | load | closed
| (degrees) | (degrees) | (W-h/m2) | (W-h/m2) | (K) | (K) | (K) | (W-h/m2) | (% time)
midnight | -27.1 | 8.3 | 0 | 0 | 278.5 | 294.1 | 289 | 104.6 | 0
1:00 | -24.5 | 24.4 | 0 | 0 | 278.2 | 294.1 | 288.9 | 102.7 | 0
2:00 | -19.7 | 39.5 | 0 | 0 | 278 | 294.1 | 288.9 | 104.3 | 0
3:00 | -13.1 | 53.3 | 0 | 0 | 277.7 | 294.1 | 288.8 | 106.3 | 0
4:00 | -5.2 | 66 | 0 | 0 | 277.4 | 294.1 | 288.7 | 105.3 | 0
5:00 | 3.4 | 78 | 3 | 8 | 277.6 | 294.1 | 288.8 | 104.2 | 0
6:00 | 12.4 | 89.8 | 0.4 | 33.9 | 278.1 | 294.1 | 289.2 | 107.3 | 0
7:00 | 21.5 | 102 | 0 | 60.7 | 278.8 | 294.1 | 289.8 | 103.8 | 0
8:00 | 30.1 | 115.3 | 0 | 79.7 | 279.5 | 296.6 | 291 | 1.4 | 0
9:00 | 37.7 | 130.6 | 0 | 102.3 | 280.6 | 296.1 | 291.7 | 2.3 | 0
10:00 | 43.7 | 148.5 | 0 | 121.4 | 281.5 | 296.1 | 292.2 | 1.9 | 0
11:00 | 47 | 169.1 | 0 | 133.9 | 282.5 | 295.9 | 292.8 | 1.6 | 0
noon | 47 | -169.1 | 0 | 135.6 | 283.5 | 295.7 | 293.3 | 1.3 | 0
13:00 | 43.7 | -148.5 | 0 | 127.4 | 284.2 | 295.9 | 293.5 | 1 | 0
14:00 | 37.7 | -130.6 | 0 | 116.3 | 284.7 | 296.1 | 293.5 | 0.9 | 0
15:00 | 30.1 | -115.3 | 0 | 86.8 | 285 | 295.9 | 293.3 | 0.9 | 0
16:00 | 21.5 | -102 | 0 | 66.8 | 284.7 | 296 | 293 | 0.8 | 0
17:00 | 12.4 | -89.8 | 0.5 | 41.3 | 283.9 | 295.8 | 292.5 | 1.2 | 0
18:00 | 3.4 | -78 | 12.3 | 16.4 | 283 | 295.9 | 292 | 1.1 | 0
19:00 | -5.2 | -66 | 0 | 0 | 282 | 295.9 | 291.2 | 1 | 0
20:00 | -13.1 | -53.3 | 0 | 0 | 281 | 295.9 | 291 | 1.4 | 0
21:00 | -19.7 | -39.5 | 0 | 0 | 280 | 295.7 | 290.9 | 1.6 | 0
22:00 | -24.5 | -24.4 | 0 | 0 | 279.3 | 295.7 | 290.5 | 1.9 | 0
23:00 | -27.1 | -8.3 | 0 | 0 | 278.6 | 295.8 | 290.1 | 2 | 0
May
| solar | solar | direct | diffuse | outdoor | indoor | window | heating | blinds
| altitude | azimuth | radiation | radiation | temp. | temp. | temp. | load | closed
| (degrees) | (degrees) | (W-h/m2) | (W-h/m2) | (K) | (K) | (K) | (W-h/m2) | (% time)
midnight | -17.9 | 7.4 | 0 | 0 | 281 | 294.1 | 289.8 | 75.1 | 0
1:00 | -15.5 | 22 | 0 | 0 | 280.8 | 294.1 | 289.7 | 75.5 | 0
2:00 | -11.1 | 35.8 | 0 | 0 | 280.5 | 294.1 | 289.7 | 76 | 0
3:00 | -5 | 48.7 | 0 | 0 | 280.2 | 294.1 | 289.5 | 74.6 | 0
4:00 | 2.4 | 60.8 | 12.8 | 10.9 | 280.2 | 294.1 | 289.8 | 76.6 | 0
5:00 | 10.7 | 72.3 | 41.5 | 40.6 | 280.5 | 294.1 | 290.5 | 75.7 | 0
6:00 | 19.6 | 83.7 | 18 | 62.9 | 280.9 | 294.1 | 290.6 | 75.9 | 0
7:00 | 28.7 | 95.6 | 0 | 84.8 | 281.8 | 294.1 | 291 | 67.3 | 0
8:00 | 37.6 | 108.8 | 0 | 101.3 | 282.7 | 295.8 | 292.6 | 0.8 | 0
9:00 | 45.8 | 124.4 | 0 | 131.7 | 283.7 | 296 | 293.5 | 0.9 | 0
10:00 | 52.4 | 143.6 | 0 | 145.9 | 284.8 | 296 | 293.9 | 0.7 | 0
11:00 | 56.2 | 167.2 | 0 | 152.2 | 285.8 | 296.2 | 294.3 | 0.4 | 0
noon | 56.2 | -167.2 | 0 | 145.7 | 286.8 | 296.3 | 294.5 | 0.4 | 0
13:00 | 52.4 | -143.6 | 0 | 137.1 | 287.6 | 296.4 | 295 | 0.4 | 0
14:00 | 45.8 | -124.4 | 0 | 134.2 | 288 | 296.4 | 294.7 | 0.4 | 0
15:00 | 37.6 | -108.8 | 0 | 116.3 | 288 | 296.2 | 294.8 | 0.3 | 0
16:00 | 28.7 | -95.6 | 0 | 97.6 | 287.9 | 296.5 | 294.2 | 0.3 | 0
17:00 | 19.6 | -83.7 | 19 | 74.3 | 287.3 | 296 | 294.1 | 0.3 | 0
18:00 | 10.7 | -72.3 | 47.9 | 48.7 | 286.3 | 296.2 | 293.8 | 0.3 | 0
19:00 | 2.4 | -60.8 | 25.2 | 18.1 | 285.1 | 295.9 | 292.9 | 0.4 | 0
20:00 | -5 | -48.7 | 0 | 0 | 284 | 295.8 | 292.2 | 0.4 | 0
21:00 | -11.1 | -35.8 | 0 | 0 | 283.1 | 296.1 | 291.6 | 0.5 | 0
22:00 | -15.5 | -22 | 0 | 0 | 282.3 | 296 | 291.5 | 0.7 | 0
23:00 | -17.9 | -7.4 | 0 | 0 | 281.5 | 295.7 | 291.3 | 1 | 0
June
| solar | solar | direct | diffuse | outdoor | indoor | window | heating | blinds
| altitude | azimuth | radiation | radiation | temp. | temp. | temp. | load | closed
| (degrees) | (degrees) | (W-h/m2) | (W-h/m2) | (K) | (K) | (K) | (W-h/m2) | (% time)
midnight | -13.8 | 7 | 0 | 0 | 284.5 | 294.1 | 291 | 42 | 0
1:00 | -11.6 | 21 | 0 | 0 | 284.2 | 294.1 | 290.9 | 41.1 | 0
2:00 | -7.3 | 34.3 | 0 | 0 | 283.9 | 294.1 | 290.7 | 37.8 | 0
3:00 | -1.4 | 46.7 | 0 | 0 | 283.6 | 294.1 | 290.6 | 36.8 | 0
4:00 | 5.8 | 58.4 | 47 | 27.4 | 283.7 | 294.2 | 291.6 | 38.2 | 0
5:00 | 14 | 69.7 | 54.6 | 52.4 | 284.2 | 294.3 | 292.1 | 37.9 | 0
6:00 | 22.8 | 80.8 | 26.7 | 76.8 | 284.6 | 294.4 | 292.1 | 38.9 | 0
7:00 | 31.9 | 92.5 | 0 | 90.6 | 285.2 | 294.3 | 292.3 | 37.7 | 0
8:00 | 40.9 | 105.5 | 0 | 104.6 | 286.2 | 296.2 | 294 | 0.3 | 0
9:00 | 49.2 | 121 | 0 | 130.5 | 287.2 | 296.1 | 294.7 | 0.3 | 0
10:00 | 56.1 | 140.8 | 0 | 140.9 | 288.1 | 296.3 | 295.2 | 0.2 | 0
11:00 | 60.2 | 166 | 0 | 149.1 | 289.1 | 296.7 | 295.8 | 0.2 | 0
noon | 60.2 | -166 | 0 | 150.4 | 290 | 296.9 | 296.4 | 0.1 | 0
13:00 | 56.1 | -140.8 | 0 | 149.6 | 290.6 | 297.2 | 296.7 | 0 | 0
14:00 | 49.2 | -121 | 0 | 133.5 | 291 | 297.1 | 296.4 | 0 | 0
15:00 | 40.9 | -105.5 | 0 | 111.8 | 291.1 | 297.3 | 296.2 | 0 | 0
16:00 | 31.9 | -92.5 | 0 | 113.1 | 290.9 | 297.2 | 296 | 0 | 0
17:00 | 22.8 | -80.8 | 25.1 | 93.4 | 290.2 | 296.8 | 295.7 | 0.2 | 0
18:00 | 14 | -69.7 | 50.8 | 67.2 | 289.3 | 296.5 | 295.3 | 0.2 | 0
19:00 | 5.8 | -58.4 | 47.8 | 41 | 288.3 | 296.1 | 294.8 | 0.1 | 0
20:00 | -1.4 | -46.7 | 0 | 0 | 287.4 | 296.4 | 293.2 | 0.2 | 0
21:00 | -7.3 | -34.3 | 0 | 0 | 286.4 | 295.9 | 293.2 | 0.2 | 0
22:00 | -11.6 | -21 | 0 | 0 | 285.7 | 296.1 | 292.6 | 0.3 | 0
23:00 | -13.8 | -7 | 0 | 0 | 284.8 | 296.4 | 292.4 | 0.3 | 0
July
| solar | solar | direct | diffuse | outdoor | indoor | window | heating | blinds
| altitude | azimuth | radiation | radiation | temp. | temp. | temp. | load | closed
| (degrees) | (degrees) | (W-h/m2) | (W-h/m2) | (K) | (K) | (K) | (W-h/m2) | (% time)
midnight | -15.9 | 7.2 | 0 | 0 | 286.4 | 295.2 | 292.4 | 15.4 | 0
1:00 | -13.7 | 21.5 | 0 | 0 | 286.1 | 294.8 | 292 | 18.9 | 0
2:00 | -9.3 | 35.1 | 0 | 0 | 285.6 | 294.6 | 291.7 | 19.1 | 0
3:00 | -3.3 | 47.8 | 0 | 0 | 285.3 | 294.4 | 291.4 | 17.6 | 0
4:00 | 4 | 59.7 | 7.4 | 13.9 | 285.5 | 294.3 | 291.6 | 18.2 | 0
5:00 | 12.3 | 71 | 22.1 | 43.4 | 285.8 | 294.6 | 292.4 | 16.3 | 0
6:00 | 21.1 | 82.3 | 12.9 | 72.5 | 286.4 | 295 | 293 | 16.7 | 0
7:00 | 30.2 | 94.1 | 0 | 90.2 | 286.8 | 295.5 | 293.5 | 14.6 | 0
8:00 | 39.2 | 107.3 | 0 | 107.5 | 287.6 | 296.9 | 295.2 | 0 | 0
9:00 | 47.4 | 122.8 | 0 | 130 | 288.7 | 297.2 | 295.6 | 0 | 0
10:00 | 54.2 | 142.4 | 0 | 152.9 | 289.7 | 297.1 | 296.5 | 0.1 | 0
11:00 | 58.1 | 166.6 | 0 | 166.1 | 290.7 | 297.4 | 297 | 0 | 0
noon | 58.1 | -166.6 | 0 | 174.3 | 291.7 | 297.8 | 297.5 | 0 | 0
13:00 | 54.2 | -142.4 | 0 | 161.4 | 292.5 | 297.6 | 297.7 | 0 | 0
14:00 | 47.4 | -122.8 | 0 | 145.3 | 292.9 | 297.2 | 297.4 | 0 | 0
15:00 | 39.2 | -107.3 | 0 | 120.5 | 293 | 297.3 | 297.2 | 0 | 0
16:00 | 30.2 | -94.1 | 0 | 114.7 | 292.8 | 297.3 | 297.1 | 0 | 0
17:00 | 21.1 | -82.3 | 18.9 | 91.1 | 292.4 | 297.3 | 296.8 | 0 | 0
18:00 | 12.3 | -71 | 59.5 | 68.5 | 291.5 | 297.3 | 296.8 | 0 | 0
19:00 | 4 | -59.7 | 57.7 | 35.1 | 290.4 | 297.5 | 296 | 0 | 0
20:00 | -3.3 | -47.8 | 0 | 0 | 289.3 | 296.9 | 294.5 | 0 | 0
21:00 | -9.3 | -35.1 | 0 | 0 | 288.4 | 297 | 294.1 | 0 | 0
22:00 | -13.7 | -21.5 | 0 | 0 | 287.5 | 296.9 | 293.9 | 0.1 | 0
23:00 | -15.9 | -7.2 | 0 | 0 | 286.8 | 296.7 | 293.7 | 0 | 0
August
| solar | solar | direct | diffuse | outdoor | indoor | window | heating | blinds
| altitude | azimuth | radiation | radiation | temp. | temp. | temp. | load | closed
| (degrees) | (degrees) | (W-h/m2) | (W-h/m2) | (K) | (K) | (K) | (W-h/m2) | (% time)
midnight | -23.7 | 7.9 | 0 | 0 | 286.4 | 294.8 | 292.1 | 13.5 | 0
1:00 | -21.3 | 23.5 | 0 | 0 | 286 | 294.6 | 291.8 | 14.7 | 0
2:00 | -16.6 | 38.1 | 0 | 0 | 285.9 | 294.4 | 291.6 | 16.4 | 0
3:00 | -10.1 | 51.6 | 0 | 0 | 285.4 | 294.3 | 291.4 | 17.5 | 0
4:00 | -2.4 | 64.1 | 0 | 0 | 285.1 | 294.2 | 291.2 | 19.8 | 0
5:00 | 6 | 75.9 | 12.7 | 19 | 285.3 | 294.3 | 291.6 | 18.8 | 0
6:00 | 15.1 | 87.6 | 5.8 | 45.6 | 285.9 | 294.6 | 292.1 | 17.7 | 0
7:00 | 24.2 | 99.7 | 0 | 76 | 286.5 | 295.1 | 293 | 17.7 | 0
8:00 | 32.9 | 113.1 | 0 | 96.4 | 287.3 | 296.8 | 294.8 | 0 | 0
9:00 | 40.7 | 128.5 | 0 | 119 | 288.2 | 296.9 | 295.3 | 0 | 0
10:00 | 46.9 | 146.9 | 0 | 144.3 | 289.3 | 296.7 | 295.9 | 0 | 0
11:00 | 50.3 | 168.5 | 0 | 156.9 | 290.4 | 297.1 | 296.5 | 0 | 0
noon | 50.3 | -168.5 | 0 | 169.1 | 291.3 | 297 | 297 | 0 | 0
13:00 | 46.9 | -146.9 | 0 | 150.2 | 292 | 297.6 | 297.1 | 0 | 0
14:00 | 40.7 | -128.5 | 0 | 130.8 | 292.5 | 297.4 | 297.2 | 0 | 0
15:00 | 32.9 | -113.1 | 0 | 103.7 | 292.6 | 297.5 | 296.9 | 0 | 0
16:00 | 24.2 | -99.7 | 0 | 76.7 | 292.2 | 297.7 | 296.4 | 0 | 0
17:00 | 15.1 | -87.6 | 6.3 | 56.4 | 291.7 | 297.4 | 296 | 0 | 0
18:00 | 6 | -75.9 | 24.9 | 35.1 | 290.9 | 297.3 | 295.6 | 0 | 0
19:00 | -2.4 | -64.1 | 0 | 6 | 289.9 | 296.9 | 295 | 0 | 0
20:00 | -10.1 | -51.6 | 0 | 0 | 289 | 296.9 | 294.5 | 0 | 0
21:00 | -16.6 | -38.1 | 0 | 0 | 288.1 | 297.3 | 294 | 0 | 0
22:00 | -21.3 | -23.5 | 0 | 0 | 287.3 | 296.6 | 293.7 | 0 | 0
23:00 | -23.7 | -7.9 | 0 | 0 | 286.6 | 296.6 | 293.6 | 0 | 0
September
| solar | solar | direct | diffuse | outdoor | indoor | window | heating | blinds
| altitude | azimuth | radiation | radiation | temp. | temp. | temp. | load | closed
| (degrees) | (degrees) | (W-h/m2) | (W-h/m2) | (K) | (K) | (K) | (W-h/m2) | (% time)
midnight | -35.1 | 9.1 | 0 | 0 | 284.9 | 295 | 291.7 | 42 | 0
1:00 | -32.3 | 26.9 | 0 | 0 | 284.8 | 294.7 | 291.5 | 42.1 | 0
2:00 | -27.1 | 43.1 | 0 | 0 | 284.5 | 294.5 | 291.2 | 41.6 | 0
3:00 | -20 | 57.5 | 0 | 0 | 284.3 | 294.4 | 291.1 | 41.1 | 0
4:00 | -11.8 | 70.6 | 0 | 0 | 284.1 | 294.3 | 291 | 41.8 | 0
5:00 | -3 | 82.8 | 0 | 0.3 | 284 | 294.3 | 290.9 | 43.9 | 0
6:00 | 6 | 94.7 | 0 | 19.9 | 284.3 | 294.3 | 291.2 | 41.8 | 0
7:00 | 15 | 107 | 0 | 44.4 | 284.7 | 294.5 | 291.7 | 36.9 | 0
8:00 | 23.3 | 120.2 | 0 | 67.9 | 285.4 | 297 | 293.5 | 0.4 | 0
9:00 | 30.6 | 135 | 0 | 89.9 | 286.1 | 296.9 | 294 | 0.5 | 0
10:00 | 36 | 151.7 | 0 | 104.9 | 286.8 | 296.9 | 294.7 | 0.3 | 0
11:00 | 39 | 170.3 | 0 | 105.9 | 287.6 | 296.9 | 294.9 | 0.2 | 0
noon | 39 | -170.3 | 0 | 104.9 | 288.3 | 296.7 | 295.2 | 0.1 | 0
13:00 | 36 | -151.7 | 0 | 101.4 | 288.9 | 296.8 | 295.6 | 0.2 | 0
14:00 | 30.6 | -135 | 0 | 92.6 | 289.4 | 297.2 | 295.4 | 0.1 | 0
15:00 | 23.3 | -120.2 | 0 | 73.2 | 289.5 | 297.1 | 295.3 | 0.1 | 0
16:00 | 15 | -107 | 0 | 44.6 | 289.3 | 297.1 | 294.9 | 0 | 0
17:00 | 6 | -94.7 | 0 | 23.9 | 288.6 | 296.8 | 294.4 | 0.1 | 0
18:00 | -3 | -82.8 | 0 | 2.4 | 287.8 | 296.9 | 293.8 | 0.1 | 0
19:00 | -11.8 | -70.6 | 0 | 0 | 287.1 | 296.7 | 293.8 | 0.5 | 0
20:00 | -20 | -57.5 | 0 | 0 | 286.5 | 296.9 | 293.2 | 0.4 | 0
21:00 | -27.1 | -43.1 | 0 | 0 | 285.9 | 296.7 | 293 | 0.5 | 0
22:00 | -32.3 | -26.9 | 0 | 0 | 285.3 | 296.7 | 292.9 | 0.5 | 0
23:00 | -35.1 | -9.1 | 0 | 0 | 285 | 296.6 | 293.1 | 0.6 | 0
October
| solar | solar | direct | diffuse | outdoor | indoor | window | heating | blinds
| altitude | azimuth | radiation | radiation | temp. | temp. | temp. | load | closed
| (degrees) | (degrees) | (W-h/m2) | (W-h/m2) | (K) | (K) | (K) | (W-h/m2) | (% time)
midnight | -47 | 10.8 | 0 | 0 | 282.1 | 294.3 | 290.3 | 57.4 | 0
1:00 | -43.7 | 31.4 | 0 | 0 | 282.1 | 294.2 | 290.2 | 56.4 | 0
2:00 | -37.8 | 49.3 | 0 | 0 | 282 | 294.1 | 290.1 | 57.8 | 0
3:00 | -30.1 | 64.6 | 0 | 0 | 281.8 | 294.1 | 290.1 | 58.8 | 0
4:00 | -21.5 | 78 | 0 | 0 | 281.8 | 294.1 | 290.1 | 60.2 | 0
5:00 | -12.4 | 90.2 | 0 | 0 | 281.7 | 294.1 | 290 | 65 | 0
6:00 | -3.4 | 102 | 0 | 0.8 | 281.8 | 294.1 | 290.1 | 65.7 | 0
7:00 | 5.2 | 114 | 0 | 16.8 | 282.2 | 294.1 | 290.4 | 64.4 | 0
8:00 | 13 | 126.6 | 0 | 37.6 | 282.6 | 296.1 | 291.6 | 0.6 | 0
9:00 | 19.7 | 140.4 | 0 | 61.3 | 283.3 | 296 | 292.7 | 1 | 0
10:00 | 24.5 | 155.5 | 0 | 70.4 | 283.9 | 296.1 | 292.8 | 0.7 | 0
11:00 | 27.1 | 171.7 | 0 | 81.3 | 284.6 | 296 | 293 | 0.7 | 0
noon | 27.1 | -171.7 | 0 | 79 | 285.1 | 296.4 | 293.4 | 0.8 | 0
13:00 | 24.5 | -155.5 | 0 | 65.6 | 285.4 | 296.3 | 293.3 | 0.6 | 0
14:00 | 19.7 | -140.4 | 0 | 49.7 | 285.5 | 296 | 293.2 | 0.7 | 0
15:00 | 13 | -126.6 | 0 | 33.4 | 285.3 | 295.9 | 293 | 0.5 | 0
16:00 | 5.2 | -114 | 0 | 14.6 | 284.7 | 296.3 | 292.2 | 0.5 | 0
17:00 | -3.4 | -102 | 0 | 0.4 | 284.1 | 296.3 | 292.3 | 0.7 | 0
18:00 | -12.4 | -90.2 | 0 | 0 | 283.5 | 295.7 | 292.2 | 1 | 0
19:00 | -21.5 | -78 | 0 | 0 | 283.1 | 296.1 | 291.6 | 0.6 | 0
20:00 | -30.1 | -64.6 | 0 | 0 | 282.8 | 296.3 | 291.7 | 0.7 | 0
21:00 | -37.8 | -49.3 | 0 | 0 | 282.5 | 296 | 291.7 | 0.7 | 0
22:00 | -43.7 | -31.4 | 0 | 0 | 282.4 | 295.9 | 291.6 | 0.7 | 0
23:00 | -47 | -10.8 | 0 | 0 | 282.2 | 296.1 | 291.6 | 0.7 | 0
November
| solar | solar | direct | diffuse | outdoor | indoor | window | heating | blinds
| altitude | azimuth | radiation | radiation | temp. | temp. | temp. | load | closed
| (degrees) | (degrees) | (W-h/m2) | (W-h/m2) | (K) | (K) | (K) | (W-h/m2) | (% time)
midnight | -56.2 | 12.8 | 0 | 0 | 278.9 | 294.1 | 289.1 | 102.9 | 0
1:00 | -52.4 | 36.3 | 0 | 0 | 278.8 | 294.1 | 289.1 | 103.5 | 0
2:00 | -45.8 | 55.6 | 0 | 0 | 278.6 | 294.1 | 289.1 | 109.7 | 0
3:00 | -37.7 | 71.1 | 0 | 0 | 278.5 | 294.1 | 289 | 106.1 | 0
4:00 | -28.8 | 84.3 | 0 | 0 | 278.4 | 294.1 | 289 | 102 | 0
5:00 | -19.7 | 96.2 | 0 | 0 | 278.4 | 294.1 | 289 | 105.5 | 0
6:00 | -10.7 | 107.7 | 0 | 0 | 278.3 | 294.1 | 289 | 105.8 | 0
7:00 | -2.4 | 119.2 | 0 | 1 | 278.2 | 294.1 | 288.9 | 106.4 | 0
8:00 | 5 | 131.2 | 0 | 16 | 278.4 | 295.2 | 290.3 | 1.5 | 0
9:00 | 11.1 | 144.1 | 0 | 30.1 | 278.8 | 296 | 290.4 | 1.6 | 0
10:00 | 15.5 | 157.9 | 0 | 45.9 | 279.2 | 296.1 | 290.8 | 1.8 | 0
11:00 | 17.8 | 172.5 | 0 | 57.8 | 279.7 | 295.5 | 291.3 | 2.1 | 0
noon | 17.8 | -172.5 | 0 | 55.3 | 280.1 | 296.1 | 291.2 | 1.3 | 0
13:00 | 15.5 | -157.9 | 0 | 47.3 | 280.3 | 295.8 | 291.4 | 1.8 | 0
14:00 | 11.1 | -144.1 | 0 | 30.2 | 280.4 | 295.8 | 291.2 | 1.8 | 0
15:00 | 5 | -131.2 | 0 | 12.9 | 280.2 | 295.9 | 290.8 | 1.5 | 0
16:00 | -2.4 | -119.2 | 0 | 0 | 280 | 296.1 | 290.8 | 1.4 | 0
17:00 | -10.7 | -107.7 | 0 | 0 | 279.7 | 295.8 | 290.7 | 1.7 | 0
18:00 | -19.7 | -96.2 | 0 | 0 | 279.6 | 296 | 290.6 | 1.4 | 0
19:00 | -28.8 | -84.3 | 0 | 0 | 279.4 | 295.9 | 290.4 | 1.3 | 0
20:00 | -37.7 | -71.1 | 0 | 0 | 279.4 | 296.2 | 290.5 | 2 | 0
21:00 | -45.8 | -55.6 | 0 | 0 | 279.2 | 295.7 | 290.7 | 1.8 | 0
22:00 | -52.4 | -36.3 | 0 | 0 | 279 | 295.7 | 290.3 | 1.6 | 0
23:00 | -56.2 | -12.8 | 0 | 0 | 278.8 | 296 | 290.2 | 1.4 | 0
December
| solar | solar | direct | diffuse | outdoor | indoor | window | heating | blinds
| altitude | azimuth | radiation | radiation | temp. | temp. | temp. | load | closed
| (degrees) | (degrees) | (W-h/m2) | (W-h/m2) | (K) | (K) | (K) | (W-h/m2) | (% time)
midnight | -60.2 | 13.9 | 0 | 0 | 276.9 | 294.1 | 288.5 | 107.5 | 0
1:00 | -56.1 | 39.1 | 0 | 0 | 276.8 | 294.1 | 288.5 | 111.5 | 0
2:00 | -49.2 | 58.9 | 0 | 0 | 276.8 | 294.1 | 288.5 | 111.9 | 0
3:00 | -40.9 | 74.4 | 0 | 0 | 276.8 | 294.1 | 288.5 | 111.9 | 0
4:00 | -31.9 | 87.4 | 0 | 0 | 276.9 | 294.1 | 288.5 | 109.2 | 0
5:00 | -22.8 | 99.1 | 0 | 0 | 277 | 294.1 | 288.5 | 112.2 | 0
6:00 | -14 | 110.2 | 0 | 0 | 276.9 | 294.1 | 288.5 | 109.4 | 0
7:00 | -5.8 | 121.5 | 0 | 0 | 276.9 | 294.1 | 288.5 | 106.6 | 0
8:00 | 1.4 | 133.2 | 0 | 1.8 | 277.1 | 294.9 | 290.6 | 1.8 | 0
9:00 | 7.3 | 145.7 | 0 | 14.9 | 277.3 | 295.9 | 289.4 | 2 | 0
10:00 | 11.6 | 158.9 | 0 | 28.6 | 277.7 | 296.2 | 290.4 | 2 | 0
11:00 | 13.8 | 172.9 | 0 | 36.8 | 277.9 | 295.8 | 290.3 | 2.5 | 0
noon | 13.8 | -172.9 | 0 | 37.9 | 278.2 | 295.8 | 290.6 | 2.5 | 0
13:00 | 11.6 | -158.9 | 0 | 29 | 278.4 | 296.3 | 290.5 | 1.8 | 0
14:00 | 7.3 | -145.7 | 0 | 18.1 | 278.3 | 295.6 | 290.6 | 2.2 | 0
15:00 | 1.4 | -133.2 | 0 | 4.7 | 278.2 | 295.9 | 290 | 1.8 | 0
16:00 | -5.8 | -121.5 | 0 | 0 | 277.8 | 295.9 | 290.1 | 2 | 0
17:00 | -14 | -110.2 | 0 | 0 | 277.7 | 295.7 | 290.1 | 2.1 | 0
18:00 | -22.8 | -99.1 | 0 | 0 | 277.5 | 295.5 | 290 | 2 | 0
19:00 | -31.9 | -87.4 | 0 | 0 | 277.5 | 295.8 | 289.8 | 1.9 | 0
20:00 | -40.9 | -74.4 | 0 | 0 | 277.3 | 296.1 | 289.8 | 1.8 | 0
21:00 | -49.2 | -58.9 | 0 | 0 | 277.1 | 295.9 | 289.7 | 1.9 | 0
22:00 | -56.1 | -39.1 | 0 | 0 | 277.1 | 295.9 | 289.7 | 1.7 | 0
23:00 | -60.2 | -13.9 | 0 | 0 | 277 | 296.1 | 289.5 | 2.1 | 0

## Sheet32
Scenario Four (green)
Tue Dec 03 2019 23:15:26 GMT+0000 (Greenwich Mean Time)
Setup Information:
Building
Location | UK - London
Building length, side A | N/A
Building length, side B | N/A
Simulation Type
Simulation Type | one_sided
Window Description
Typology | dgu_nb
Glazing Type | clear
Window Area | 32%
Wall Description
Insulation R-Value | 99999999.9 m2-K/W
Occupancy
Type | Low-rise Residential
Occupancy Load | 0.000 people per m2
Lighting Requirements | 400 lux
Equipment Load | 0.00 W/m2
Room Ventilation
Air Change Rate per Occupant | 15.0 liters / sec per person
Total Air Change Rate | 0.0 roomfuls per hour
Lighting Control
Lighting Control | lights do not respond to daylight: all lights fully on while building is occupied
Representative Room
Orientation | north
Room Depth | 27 m
Room Width | 5 m
Room Height | 2.2 m
Thermal Mass
Thermal Mass | none
Overhang
Overhang Depth | 0 m
Roof
Roof Type | adiabatic roof
Simulation Results:
Primary Energy Use and CO2 Emissions
| heating | cooling | lighting | total | CO2
| energy | energy | energy | energy | emissions
| (kWh/m2) | (kWh/m2) | (kWh/m2) | (kWh/m2) | (kg/m2)
January | 33.8 | 0 | 7.3 | 41.1 | 8.2
February | 28.2 | 0 | 6.6 | 34.8 | 7
March | 32.2 | 0 | 7.3 | 39.5 | 7.9
April | 25.8 | 0 | 7.1 | 32.9 | 6.6
May | 18.7 | 0 | 7.3 | 26 | 5.2
June | 9.4 | 0 | 7.1 | 16.5 | 3.3
July | 4.2 | 0 | 7.3 | 11.5 | 2.3
August | 4.2 | 0 | 7.3 | 11.5 | 2.3
September | 10.1 | 0 | 7.1 | 17.2 | 3.4
October | 15.4 | 0 | 7.3 | 22.7 | 4.5
November | 26 | 0 | 7.1 | 33.1 | 6.6
December | 28.3 | 0 | 7.3 | 35.6 | 7.1
Total | 236.3 | 0 | 86.1 | 322.4 | 64.5 | yearly energy
January
| solar | solar | direct | diffuse | outdoor | indoor | window | heating | blinds
| altitude | azimuth | radiation | radiation | temp. | temp. | temp. | load | closed
| (degrees) | (degrees) | (W-h/m2) | (W-h/m2) | (K) | (K) | (K) | (W-h/m2) | (% time)
midnight | -58.1 | 13.3 | 0 | 0 | 275.9 | 294.1 | 288.2 | 135.1 | 0
1:00 | -54.2 | 37.6 | 0 | 0 | 275.8 | 294.1 | 288.2 | 134.5 | 0
2:00 | -47.5 | 57.1 | 0 | 0 | 275.8 | 294.1 | 288.2 | 132.9 | 0
3:00 | -39.2 | 72.7 | 0 | 0 | 275.7 | 294.1 | 288.1 | 128.8 | 0
4:00 | -30.2 | 85.8 | 0 | 0 | 275.6 | 294.1 | 288.1 | 131.5 | 0
5:00 | -21.1 | 97.6 | 0 | 0 | 275.6 | 294.1 | 288.1 | 131.3 | 0
6:00 | -12.3 | 108.9 | 0 | 0 | 275.5 | 294.1 | 288.1 | 129 | 0
7:00 | -4 | 120.3 | 0 | 0 | 275.5 | 294.1 | 288.1 | 127.8 | 0
8:00 | 3.3 | 132.2 | 0 | 5.1 | 275.7 | 294.7 | 290.1 | 2.1 | 0
9:00 | 9.3 | 144.9 | 0 | 20.2 | 276.1 | 295.6 | 289.3 | 2.3 | 0
10:00 | 13.6 | 158.4 | 0 | 34.6 | 276.5 | 296.2 | 289.7 | 2.2 | 0
11:00 | 15.9 | 172.7 | 0 | 40.5 | 276.7 | 295.8 | 290.3 | 2.5 | 0
noon | 15.9 | -172.7 | 0 | 42.7 | 277.2 | 295.9 | 290.2 | 3.1 | 0
13:00 | 13.6 | -158.4 | 0 | 38.1 | 277.6 | 295.7 | 290.4 | 2.4 | 0
14:00 | 9.3 | -144.9 | 0 | 26.7 | 277.5 | 295.8 | 290.1 | 2.3 | 0
15:00 | 3.3 | -132.2 | 0 | 13.2 | 277.3 | 295.9 | 289.9 | 2.6 | 0
16:00 | -4 | -120.3 | 0 | 0.6 | 277 | 295.8 | 289.9 | 2.4 | 0
17:00 | -12.3 | -108.9 | 0 | 0 | 276.8 | 295.9 | 289.6 | 2.6 | 0
18:00 | -21.1 | -97.6 | 0 | 0 | 276.5 | 295.7 | 289.4 | 3 | 0
19:00 | -30.2 | -85.8 | 0 | 0 | 276.3 | 296 | 289.5 | 2.6 | 0
20:00 | -39.2 | -72.7 | 0 | 0 | 276.1 | 295.8 | 289.5 | 2.7 | 0
21:00 | -47.5 | -57.1 | 0 | 0 | 276.1 | 296 | 289.4 | 2.4 | 0
22:00 | -54.2 | -37.6 | 0 | 0 | 276 | 295.6 | 289.5 | 3.1 | 0
23:00 | -58.1 | -13.3 | 0 | 0 | 275.9 | 295.8 | 289.4 | 2.5 | 0
February
| solar | solar | direct | diffuse | outdoor | indoor | window | heating | blinds
| altitude | azimuth | radiation | radiation | temp. | temp. | temp. | load | closed
| (degrees) | (degrees) | (W-h/m2) | (W-h/m2) | (K) | (K) | (K) | (W-h/m2) | (% time)
midnight | -50.4 | 11.4 | 0 | 0 | 275.4 | 294.1 | 288 | 115.7 | 0
1:00 | -46.9 | 33 | 0 | 0 | 275.3 | 294.1 | 288 | 109.9 | 0
2:00 | -40.8 | 51.4 | 0 | 0 | 275.2 | 294.1 | 288 | 114.1 | 0
3:00 | -32.9 | 66.9 | 0 | 0 | 275.2 | 294.1 | 288 | 120.6 | 0
4:00 | -24.2 | 80.2 | 0 | 0 | 275.2 | 294.1 | 288 | 122.7 | 0
5:00 | -15.1 | 92.3 | 0 | 0 | 275.1 | 294.1 | 287.9 | 127.3 | 0
6:00 | -6.1 | 104 | 0 | 0 | 275.1 | 294.1 | 287.9 | 127.1 | 0
7:00 | 2.4 | 115.9 | 0 | 2.3 | 275.1 | 294.1 | 288 | 130.8 | 0
8:00 | 10.1 | 128.3 | 0 | 20.6 | 275.5 | 295 | 290.1 | 2.4 | 0
9:00 | 16.5 | 141.8 | 0 | 40.4 | 276.1 | 296.2 | 289.4 | 2.1 | 0
10:00 | 21.2 | 156.4 | 0 | 55.1 | 276.7 | 295.9 | 290.2 | 3.2 | 0
11:00 | 23.7 | 172 | 0 | 60.6 | 277.3 | 295.8 | 290.6 | 3 | 0
noon | 23.7 | -172 | 0 | 65.1 | 277.9 | 295.8 | 290.7 | 2.4 | 0
13:00 | 21.2 | -156.4 | 0 | 57 | 278.4 | 296 | 290.7 | 2.3 | 0
14:00 | 16.5 | -141.8 | 0 | 53.5 | 278.5 | 295.8 | 290.8 | 2.6 | 0
15:00 | 10.1 | -128.3 | 0 | 36 | 278.3 | 295.7 | 290.4 | 2.5 | 0
16:00 | 2.4 | -115.9 | 0 | 14.5 | 277.7 | 296 | 289.9 | 2.1 | 0
17:00 | -6.1 | -104 | 0 | 0.3 | 277.1 | 296.1 | 289.7 | 2.3 | 0
18:00 | -15.1 | -92.3 | 0 | 0 | 276.7 | 296.2 | 289.6 | 2.3 | 0
19:00 | -24.2 | -80.2 | 0 | 0 | 276.3 | 295.8 | 289.7 | 2.8 | 0
20:00 | -32.9 | -66.9 | 0 | 0 | 276 | 295.6 | 289.7 | 2.7 | 0
21:00 | -40.8 | -51.4 | 0 | 0 | 275.7 | 295.8 | 289.4 | 2.2 | 0
22:00 | -46.9 | -33 | 0 | 0 | 275.5 | 295.7 | 289.4 | 2.3 | 0
23:00 | -50.4 | -11.4 | 0 | 0 | 275.4 | 295.4 | 289.4 | 2.3 | 0
March
| solar | solar | direct | diffuse | outdoor | indoor | window | heating | blinds
| altitude | azimuth | radiation | radiation | temp. | temp. | temp. | load | closed
| (degrees) | (degrees) | (W-h/m2) | (W-h/m2) | (K) | (K) | (K) | (W-h/m2) | (% time)
midnight | -39 | 9.6 | 0 | 0 | 276.9 | 294.1 | 288.5 | 127.4 | 0
1:00 | -36 | 28.2 | 0 | 0 | 276.8 | 294.1 | 288.5 | 131.2 | 0
2:00 | -30.6 | 45 | 0 | 0 | 276.7 | 294.1 | 288.4 | 135.4 | 0
3:00 | -23.4 | 59.7 | 0 | 0 | 276.5 | 294.1 | 288.4 | 127.9 | 0
4:00 | -15 | 72.9 | 0 | 0 | 276.3 | 294.1 | 288.3 | 129.2 | 0
5:00 | -6.1 | 85.2 | 0 | 0 | 276.4 | 294.1 | 288.3 | 124 | 0
6:00 | 2.9 | 97.1 | 0 | 4.1 | 276.6 | 294.1 | 288.4 | 116.4 | 0
7:00 | 11.8 | 109.3 | 0 | 24.9 | 276.9 | 294.1 | 288.8 | 113.1 | 0
8:00 | 20 | 122.4 | 0 | 48.1 | 277.4 | 295.8 | 289.9 | 1.8 | 0
9:00 | 27 | 136.9 | 0 | 66.7 | 278 | 295.9 | 290.8 | 2.2 | 0
10:00 | 32.2 | 153.1 | 0 | 85.8 | 278.8 | 296 | 291.3 | 2 | 0
11:00 | 35.1 | 170.8 | 0 | 100 | 279.8 | 295.7 | 291.8 | 1.9 | 0
noon | 35.1 | -170.8 | 0 | 101.7 | 280.5 | 296 | 292 | 2 | 0
13:00 | 32.2 | -153.1 | 0 | 93 | 281.2 | 295.8 | 292.1 | 1.5 | 0
14:00 | 27 | -136.9 | 0 | 79.8 | 281.5 | 296 | 292.1 | 1.6 | 0
15:00 | 20 | -122.4 | 0 | 58.9 | 281.4 | 295.6 | 291.9 | 2 | 0
16:00 | 11.8 | -109.3 | 0 | 34.5 | 280.9 | 296.4 | 291.2 | 1.5 | 0
17:00 | 2.9 | -97.1 | 0 | 15.4 | 280.1 | 295.8 | 291.1 | 2.2 | 0
18:00 | -6.1 | -85.2 | 0 | 0 | 279.4 | 295.8 | 290.4 | 1.9 | 0
19:00 | -15 | -72.9 | 0 | 0 | 278.7 | 296 | 290.3 | 1.8 | 0
20:00 | -23.4 | -59.7 | 0 | 0 | 278.2 | 295.6 | 290.1 | 2.5 | 0
21:00 | -30.6 | -45 | 0 | 0 | 277.8 | 296 | 289.8 | 2.4 | 0
22:00 | -36 | -28.2 | 0 | 0 | 277.3 | 295.9 | 289.7 | 3.2 | 0
23:00 | -39 | -9.6 | 0 | 0 | 277.1 | 295.8 | 289.8 | 2.7 | 0
April
| solar | solar | direct | diffuse | outdoor | indoor | window | heating | blinds
| altitude | azimuth | radiation | radiation | temp. | temp. | temp. | load | closed
| (degrees) | (degrees) | (W-h/m2) | (W-h/m2) | (K) | (K) | (K) | (W-h/m2) | (% time)
midnight | -27.1 | 8.3 | 0 | 0 | 278.5 | 294.1 | 289 | 104.6 | 0
1:00 | -24.5 | 24.4 | 0 | 0 | 278.2 | 294.1 | 288.9 | 102.7 | 0
2:00 | -19.7 | 39.5 | 0 | 0 | 278 | 294.1 | 288.9 | 104.3 | 0
3:00 | -13.1 | 53.3 | 0 | 0 | 277.7 | 294.1 | 288.8 | 106.4 | 0
4:00 | -5.2 | 66 | 0 | 0 | 277.4 | 294.1 | 288.7 | 105.3 | 0
5:00 | 3.4 | 78 | 3 | 8 | 277.6 | 294.1 | 288.8 | 104.2 | 0
6:00 | 12.4 | 89.8 | 0.4 | 33.9 | 278.1 | 294.1 | 289.2 | 107.3 | 0
7:00 | 21.5 | 102 | 0 | 60.7 | 278.8 | 294.1 | 289.8 | 103.8 | 0
8:00 | 30.1 | 115.3 | 0 | 79.7 | 279.5 | 296.6 | 291 | 1.4 | 0
9:00 | 37.7 | 130.6 | 0 | 102.3 | 280.6 | 296.1 | 291.7 | 2.3 | 0
10:00 | 43.7 | 148.5 | 0 | 121.4 | 281.5 | 296.1 | 292.3 | 2 | 0
11:00 | 47 | 169.1 | 0 | 133.9 | 282.5 | 295.8 | 293 | 1.6 | 0
noon | 47 | -169.1 | 0 | 135.6 | 283.5 | 295.9 | 293.3 | 1.2 | 0
13:00 | 43.7 | -148.5 | 0 | 127.4 | 284.2 | 296.3 | 293.4 | 1 | 0
14:00 | 37.7 | -130.6 | 0 | 116.3 | 284.7 | 296.1 | 293.4 | 1 | 0
15:00 | 30.1 | -115.3 | 0 | 86.8 | 285 | 296.1 | 293.3 | 0.9 | 0
16:00 | 21.5 | -102 | 0 | 66.8 | 284.7 | 296.1 | 292.8 | 0.8 | 0
17:00 | 12.4 | -89.8 | 0.5 | 41.3 | 283.9 | 295.7 | 292.6 | 1.2 | 0
18:00 | 3.4 | -78 | 12.3 | 16.4 | 283 | 295.9 | 291.9 | 1 | 0
19:00 | -5.2 | -66 | 0 | 0 | 282 | 296 | 291.2 | 1 | 0
20:00 | -13.1 | -53.3 | 0 | 0 | 281 | 296.2 | 291.1 | 1.4 | 0
21:00 | -19.7 | -39.5 | 0 | 0 | 280 | 295.7 | 290.7 | 1.7 | 0
22:00 | -24.5 | -24.4 | 0 | 0 | 279.3 | 295.3 | 290.6 | 1.8 | 0
23:00 | -27.1 | -8.3 | 0 | 0 | 278.6 | 295.8 | 290.3 | 1.8 | 0
May
| solar | solar | direct | diffuse | outdoor | indoor | window | heating | blinds
| altitude | azimuth | radiation | radiation | temp. | temp. | temp. | load | closed
| (degrees) | (degrees) | (W-h/m2) | (W-h/m2) | (K) | (K) | (K) | (W-h/m2) | (% time)
midnight | -17.9 | 7.4 | 0 | 0 | 281 | 294.1 | 289.8 | 74.9 | 0
1:00 | -15.5 | 22 | 0 | 0 | 280.8 | 294.1 | 289.7 | 75.6 | 0
2:00 | -11.1 | 35.8 | 0 | 0 | 280.5 | 294.1 | 289.7 | 76 | 0
3:00 | -5 | 48.7 | 0 | 0 | 280.2 | 294.1 | 289.5 | 74.6 | 0
4:00 | 2.4 | 60.8 | 12.8 | 10.9 | 280.2 | 294.1 | 289.8 | 76.6 | 0
5:00 | 10.7 | 72.3 | 41.5 | 40.6 | 280.5 | 294.1 | 290.5 | 75.7 | 0
6:00 | 19.6 | 83.7 | 18 | 62.9 | 280.9 | 294.1 | 290.6 | 75.9 | 0
7:00 | 28.7 | 95.6 | 0 | 84.8 | 281.8 | 294.1 | 291 | 67.3 | 0
8:00 | 37.6 | 108.8 | 0 | 101.3 | 282.7 | 295.9 | 292.6 | 0.8 | 0
9:00 | 45.8 | 124.4 | 0 | 131.7 | 283.7 | 296 | 293.5 | 1 | 0
10:00 | 52.4 | 143.6 | 0 | 145.9 | 284.8 | 295.9 | 293.9 | 0.7 | 0
11:00 | 56.2 | 167.2 | 0 | 152.2 | 285.8 | 296.3 | 294.4 | 0.4 | 0
noon | 56.2 | -167.2 | 0 | 145.7 | 286.8 | 296.2 | 294.5 | 0.4 | 0
13:00 | 52.4 | -143.6 | 0 | 137.1 | 287.6 | 296.6 | 294.8 | 0.3 | 0
14:00 | 45.8 | -124.4 | 0 | 134.2 | 288 | 296.4 | 294.9 | 0.3 | 0
15:00 | 37.6 | -108.8 | 0 | 116.3 | 288 | 296.3 | 294.7 | 0.3 | 0
16:00 | 28.7 | -95.6 | 0 | 97.6 | 287.9 | 296.2 | 294.3 | 0.3 | 0
17:00 | 19.6 | -83.7 | 19 | 74.3 | 287.3 | 296.1 | 294 | 0.3 | 0
18:00 | 10.7 | -72.3 | 47.9 | 48.7 | 286.3 | 295.9 | 293.9 | 0.3 | 0
19:00 | 2.4 | -60.8 | 25.2 | 18.1 | 285.1 | 296.1 | 292.8 | 0.3 | 0
20:00 | -5 | -48.7 | 0 | 0 | 284 | 296 | 292.1 | 0.4 | 0
21:00 | -11.1 | -35.8 | 0 | 0 | 283.1 | 296 | 291.7 | 0.6 | 0
22:00 | -15.5 | -22 | 0 | 0 | 282.3 | 295.9 | 291.6 | 0.8 | 0
23:00 | -17.9 | -7.4 | 0 | 0 | 281.5 | 295.8 | 291.2 | 0.9 | 0
June
| solar | solar | direct | diffuse | outdoor | indoor | window | heating | blinds
| altitude | azimuth | radiation | radiation | temp. | temp. | temp. | load | closed
| (degrees) | (degrees) | (W-h/m2) | (W-h/m2) | (K) | (K) | (K) | (W-h/m2) | (% time)
midnight | -13.8 | 7 | 0 | 0 | 284.5 | 294.1 | 290.9 | 42.1 | 0
1:00 | -11.6 | 21 | 0 | 0 | 284.2 | 294.1 | 290.9 | 41.2 | 0
2:00 | -7.3 | 34.3 | 0 | 0 | 283.9 | 294.1 | 290.7 | 37.9 | 0
3:00 | -1.4 | 46.7 | 0 | 0 | 283.6 | 294.1 | 290.6 | 36.8 | 0
4:00 | 5.8 | 58.4 | 47 | 27.4 | 283.7 | 294.2 | 291.6 | 38.2 | 0
5:00 | 14 | 69.7 | 54.6 | 52.4 | 284.2 | 294.3 | 292.1 | 37.9 | 0
6:00 | 22.8 | 80.8 | 26.7 | 76.8 | 284.6 | 294.4 | 292.1 | 38.9 | 0
7:00 | 31.9 | 92.5 | 0 | 90.6 | 285.2 | 294.3 | 292.3 | 37.7 | 0
8:00 | 40.9 | 105.5 | 0 | 104.6 | 286.2 | 296.1 | 294.1 | 0.3 | 0
9:00 | 49.2 | 121 | 0 | 130.5 | 287.2 | 296.1 | 294.7 | 0.3 | 0
10:00 | 56.1 | 140.8 | 0 | 140.9 | 288.1 | 296.2 | 295.3 | 0.2 | 0
11:00 | 60.2 | 166 | 0 | 149.1 | 289.1 | 296.7 | 295.7 | 0.2 | 0
noon | 60.2 | -166 | 0 | 150.4 | 290 | 297 | 296.3 | 0.1 | 0
13:00 | 56.1 | -140.8 | 0 | 149.6 | 290.6 | 297.1 | 296.5 | 0 | 0
14:00 | 49.2 | -121 | 0 | 133.5 | 291 | 297.1 | 296.4 | 0 | 0
15:00 | 40.9 | -105.5 | 0 | 111.8 | 291.1 | 297.1 | 296.4 | 0 | 0
16:00 | 31.9 | -92.5 | 0 | 113.1 | 290.9 | 297.1 | 296 | 0 | 0
17:00 | 22.8 | -80.8 | 25.1 | 93.4 | 290.2 | 296.9 | 295.7 | 0.2 | 0
18:00 | 14 | -69.7 | 50.8 | 67.2 | 289.3 | 296.3 | 295.3 | 0.3 | 0
19:00 | 5.8 | -58.4 | 47.8 | 41 | 288.3 | 296.2 | 294.8 | 0.1 | 0
20:00 | -1.4 | -46.7 | 0 | 0 | 287.4 | 296.1 | 293.3 | 0.2 | 0
21:00 | -7.3 | -34.3 | 0 | 0 | 286.4 | 296 | 293.1 | 0.2 | 0
22:00 | -11.6 | -21 | 0 | 0 | 285.7 | 296.1 | 292.6 | 0.4 | 0
23:00 | -13.8 | -7 | 0 | 0 | 284.8 | 296.1 | 292.4 | 0.4 | 0
July
| solar | solar | direct | diffuse | outdoor | indoor | window | heating | blinds
| altitude | azimuth | radiation | radiation | temp. | temp. | temp. | load | closed
| (degrees) | (degrees) | (W-h/m2) | (W-h/m2) | (K) | (K) | (K) | (W-h/m2) | (% time)
midnight | -15.9 | 7.2 | 0 | 0 | 286.4 | 295.2 | 292.3 | 15.4 | 0
1:00 | -13.7 | 21.5 | 0 | 0 | 286.1 | 294.8 | 292 | 18.9 | 0
2:00 | -9.3 | 35.1 | 0 | 0 | 285.6 | 294.5 | 291.6 | 19.2 | 0
3:00 | -3.3 | 47.8 | 0 | 0 | 285.3 | 294.3 | 291.4 | 17.6 | 0
4:00 | 4 | 59.7 | 7.4 | 13.9 | 285.5 | 294.3 | 291.6 | 18.3 | 0
5:00 | 12.3 | 71 | 22.1 | 43.4 | 285.8 | 294.6 | 292.4 | 16.3 | 0
6:00 | 21.1 | 82.3 | 12.9 | 72.5 | 286.4 | 295.1 | 293 | 16.7 | 0
7:00 | 30.2 | 94.1 | 0 | 90.2 | 286.8 | 295.5 | 293.6 | 14.6 | 0
8:00 | 39.2 | 107.3 | 0 | 107.5 | 287.6 | 296.9 | 295.1 | 0 | 0
9:00 | 47.4 | 122.8 | 0 | 130 | 288.7 | 297 | 295.6 | 0 | 0
10:00 | 54.2 | 142.4 | 0 | 152.9 | 289.7 | 297 | 296.4 | 0.1 | 0
11:00 | 58.1 | 166.6 | 0 | 166.1 | 290.7 | 297.5 | 296.9 | 0 | 0
noon | 58.1 | -166.6 | 0 | 174.3 | 291.7 | 297.6 | 297.5 | 0 | 0
13:00 | 54.2 | -142.4 | 0 | 161.4 | 292.5 | 297.8 | 297.6 | 0 | 0
14:00 | 47.4 | -122.8 | 0 | 145.3 | 292.9 | 297.6 | 297.3 | 0 | 0
15:00 | 39.2 | -107.3 | 0 | 120.5 | 293 | 297.6 | 297.2 | 0 | 0
16:00 | 30.2 | -94.1 | 0 | 114.7 | 292.8 | 297.3 | 297.1 | 0 | 0
17:00 | 21.1 | -82.3 | 18.9 | 91.1 | 292.4 | 297.4 | 296.8 | 0 | 0
18:00 | 12.3 | -71 | 59.5 | 68.5 | 291.5 | 297.5 | 296.7 | 0 | 0
19:00 | 4 | -59.7 | 57.7 | 35.1 | 290.4 | 297.2 | 296 | 0 | 0
20:00 | -3.3 | -47.8 | 0 | 0 | 289.3 | 297.1 | 294.5 | 0 | 0
21:00 | -9.3 | -35.1 | 0 | 0 | 288.4 | 297 | 294.3 | 0 | 0
22:00 | -13.7 | -21.5 | 0 | 0 | 287.5 | 296.9 | 294 | 0.1 | 0
23:00 | -15.9 | -7.2 | 0 | 0 | 286.8 | 296.9 | 293.7 | 0 | 0
August
| solar | solar | direct | diffuse | outdoor | indoor | window | heating | blinds
| altitude | azimuth | radiation | radiation | temp. | temp. | temp. | load | closed
| (degrees) | (degrees) | (W-h/m2) | (W-h/m2) | (K) | (K) | (K) | (W-h/m2) | (% time)
midnight | -23.7 | 7.9 | 0 | 0 | 286.4 | 294.9 | 292.1 | 13.5 | 0
1:00 | -21.3 | 23.5 | 0 | 0 | 286 | 294.6 | 291.8 | 14.7 | 0
2:00 | -16.6 | 38.1 | 0 | 0 | 285.9 | 294.4 | 291.6 | 16.4 | 0
3:00 | -10.1 | 51.6 | 0 | 0 | 285.4 | 294.3 | 291.4 | 17.5 | 0
4:00 | -2.4 | 64.1 | 0 | 0 | 285.1 | 294.2 | 291.2 | 19.8 | 0
5:00 | 6 | 75.9 | 12.7 | 19 | 285.3 | 294.3 | 291.6 | 18.8 | 0
6:00 | 15.1 | 87.6 | 5.8 | 45.6 | 285.9 | 294.6 | 292.1 | 17.7 | 0
7:00 | 24.2 | 99.7 | 0 | 76 | 286.5 | 295.1 | 293 | 17.7 | 0
8:00 | 32.9 | 113.1 | 0 | 96.4 | 287.3 | 296.7 | 294.7 | 0 | 0
9:00 | 40.7 | 128.5 | 0 | 119 | 288.2 | 296.9 | 295.2 | 0 | 0
10:00 | 46.9 | 146.9 | 0 | 144.3 | 289.3 | 296.8 | 295.9 | 0 | 0
11:00 | 50.3 | 168.5 | 0 | 156.9 | 290.4 | 297.1 | 296.4 | 0 | 0
noon | 50.3 | -168.5 | 0 | 169.1 | 291.3 | 297.2 | 296.9 | 0 | 0
13:00 | 46.9 | -146.9 | 0 | 150.2 | 292 | 297.5 | 297.3 | 0 | 0
14:00 | 40.7 | -128.5 | 0 | 130.8 | 292.5 | 297.3 | 297.2 | 0 | 0
15:00 | 32.9 | -113.1 | 0 | 103.7 | 292.6 | 297.6 | 296.8 | 0 | 0
16:00 | 24.2 | -99.7 | 0 | 76.7 | 292.2 | 297.4 | 296.6 | 0 | 0
17:00 | 15.1 | -87.6 | 6.3 | 56.4 | 291.7 | 297.4 | 296.1 | 0 | 0
18:00 | 6 | -75.9 | 24.9 | 35.1 | 290.9 | 297.3 | 295.7 | 0 | 0
19:00 | -2.4 | -64.1 | 0 | 6 | 289.9 | 296.8 | 294.9 | 0 | 0
20:00 | -10.1 | -51.6 | 0 | 0 | 289 | 297 | 294.4 | 0 | 0
21:00 | -16.6 | -38.1 | 0 | 0 | 288.1 | 297.1 | 294.2 | 0 | 0
22:00 | -21.3 | -23.5 | 0 | 0 | 287.3 | 296.5 | 293.7 | 0 | 0
23:00 | -23.7 | -7.9 | 0 | 0 | 286.6 | 296.7 | 293.4 | 0 | 0
September
| solar | solar | direct | diffuse | outdoor | indoor | window | heating | blinds
| altitude | azimuth | radiation | radiation | temp. | temp. | temp. | load | closed
| (degrees) | (degrees) | (W-h/m2) | (W-h/m2) | (K) | (K) | (K) | (W-h/m2) | (% time)
midnight | -35.1 | 9.1 | 0 | 0 | 284.9 | 295 | 291.7 | 42.1 | 0
1:00 | -32.3 | 26.9 | 0 | 0 | 284.8 | 294.7 | 291.5 | 42.1 | 0
2:00 | -27.1 | 43.1 | 0 | 0 | 284.5 | 294.5 | 291.2 | 41.7 | 0
3:00 | -20 | 57.5 | 0 | 0 | 284.3 | 294.4 | 291.1 | 41.1 | 0
4:00 | -11.8 | 70.6 | 0 | 0 | 284.1 | 294.3 | 291 | 41.8 | 0
5:00 | -3 | 82.8 | 0 | 0.3 | 284 | 294.3 | 290.9 | 44 | 0
6:00 | 6 | 94.7 | 0 | 19.9 | 284.3 | 294.3 | 291.2 | 41.8 | 0
7:00 | 15 | 107 | 0 | 44.4 | 284.7 | 294.5 | 291.7 | 36.9 | 0
8:00 | 23.3 | 120.2 | 0 | 67.9 | 285.4 | 297 | 293.4 | 0.4 | 0
9:00 | 30.6 | 135 | 0 | 89.9 | 286.1 | 296.9 | 294 | 0.5 | 0
10:00 | 36 | 151.7 | 0 | 104.9 | 286.8 | 297 | 294.8 | 0.3 | 0
11:00 | 39 | 170.3 | 0 | 105.9 | 287.6 | 297.1 | 294.9 | 0.2 | 0
noon | 39 | -170.3 | 0 | 104.9 | 288.3 | 297 | 295.2 | 0.2 | 0
13:00 | 36 | -151.7 | 0 | 101.4 | 288.9 | 296.9 | 295.4 | 0.2 | 0
14:00 | 30.6 | -135 | 0 | 92.6 | 289.4 | 296.9 | 295.5 | 0.1 | 0
15:00 | 23.3 | -120.2 | 0 | 73.2 | 289.5 | 297.1 | 295.3 | 0.1 | 0
16:00 | 15 | -107 | 0 | 44.6 | 289.3 | 296.9 | 295 | 0.1 | 0
17:00 | 6 | -94.7 | 0 | 23.9 | 288.6 | 297 | 294.3 | 0.1 | 0
18:00 | -3 | -82.8 | 0 | 2.4 | 287.8 | 297.1 | 293.9 | 0.3 | 0
19:00 | -11.8 | -70.6 | 0 | 0 | 287.1 | 296.4 | 293.8 | 0.4 | 0
20:00 | -20 | -57.5 | 0 | 0 | 286.5 | 296.6 | 293.2 | 0.4 | 0
21:00 | -27.1 | -43.1 | 0 | 0 | 285.9 | 297.1 | 293.2 | 0.5 | 0
22:00 | -32.3 | -26.9 | 0 | 0 | 285.3 | 296.4 | 293.3 | 0.6 | 0
23:00 | -35.1 | -9.1 | 0 | 0 | 285 | 296.8 | 292.7 | 0.6 | 0
October
| solar | solar | direct | diffuse | outdoor | indoor | window | heating | blinds
| altitude | azimuth | radiation | radiation | temp. | temp. | temp. | load | closed
| (degrees) | (degrees) | (W-h/m2) | (W-h/m2) | (K) | (K) | (K) | (W-h/m2) | (% time)
midnight | -47 | 10.8 | 0 | 0 | 282.1 | 294.2 | 290.3 | 57.5 | 0
1:00 | -43.7 | 31.4 | 0 | 0 | 282.1 | 294.1 | 290.2 | 56.4 | 0
2:00 | -37.8 | 49.3 | 0 | 0 | 282 | 294.1 | 290.1 | 57.9 | 0
3:00 | -30.1 | 64.6 | 0 | 0 | 281.8 | 294.1 | 290.1 | 58.8 | 0
4:00 | -21.5 | 78 | 0 | 0 | 281.8 | 294.1 | 290.1 | 60.3 | 0
5:00 | -12.4 | 90.2 | 0 | 0 | 281.7 | 294.1 | 290 | 65 | 0
6:00 | -3.4 | 102 | 0 | 0.8 | 281.8 | 294.1 | 290.1 | 65.7 | 0
7:00 | 5.2 | 114 | 0 | 16.8 | 282.2 | 294.1 | 290.4 | 64.4 | 0
8:00 | 13 | 126.6 | 0 | 37.6 | 282.6 | 296.1 | 291.6 | 0.6 | 0
9:00 | 19.7 | 140.4 | 0 | 61.3 | 283.3 | 296 | 292.6 | 1 | 0
10:00 | 24.5 | 155.5 | 0 | 70.4 | 283.9 | 296.2 | 292.8 | 0.7 | 0
11:00 | 27.1 | 171.7 | 0 | 81.3 | 284.6 | 296.1 | 293 | 0.8 | 0
noon | 27.1 | -171.7 | 0 | 79 | 285.1 | 296.2 | 293.4 | 0.8 | 0
13:00 | 24.5 | -155.5 | 0 | 65.6 | 285.4 | 296.3 | 293.3 | 0.6 | 0
14:00 | 19.7 | -140.4 | 0 | 49.7 | 285.5 | 296 | 293.2 | 0.7 | 0
15:00 | 13 | -126.6 | 0 | 33.4 | 285.3 | 295.8 | 293 | 0.5 | 0
16:00 | 5.2 | -114 | 0 | 14.6 | 284.7 | 296.3 | 292.4 | 0.5 | 0
17:00 | -3.4 | -102 | 0 | 0.4 | 284.1 | 296.3 | 292.2 | 0.7 | 0
18:00 | -12.4 | -90.2 | 0 | 0 | 283.5 | 295.8 | 292 | 0.9 | 0
19:00 | -21.5 | -78 | 0 | 0 | 283.1 | 296.1 | 291.7 | 0.6 | 0
20:00 | -30.1 | -64.6 | 0 | 0 | 282.8 | 296.4 | 291.7 | 0.7 | 0
21:00 | -37.8 | -49.3 | 0 | 0 | 282.5 | 296 | 291.7 | 0.8 | 0
22:00 | -43.7 | -31.4 | 0 | 0 | 282.4 | 296.2 | 291.3 | 0.7 | 0
23:00 | -47 | -10.8 | 0 | 0 | 282.2 | 295.9 | 291.5 | 0.7 | 0
November
| solar | solar | direct | diffuse | outdoor | indoor | window | heating | blinds
| altitude | azimuth | radiation | radiation | temp. | temp. | temp. | load | closed
| (degrees) | (degrees) | (W-h/m2) | (W-h/m2) | (K) | (K) | (K) | (W-h/m2) | (% time)
midnight | -56.2 | 12.8 | 0 | 0 | 278.9 | 294.1 | 289.1 | 103 | 0
1:00 | -52.4 | 36.3 | 0 | 0 | 278.8 | 294.1 | 289.1 | 103.6 | 0
2:00 | -45.8 | 55.6 | 0 | 0 | 278.6 | 294.1 | 289.1 | 109.7 | 0
3:00 | -37.7 | 71.1 | 0 | 0 | 278.5 | 294.1 | 289 | 106.1 | 0
4:00 | -28.8 | 84.3 | 0 | 0 | 278.4 | 294.1 | 289 | 102 | 0
5:00 | -19.7 | 96.2 | 0 | 0 | 278.4 | 294.1 | 289 | 105.5 | 0
6:00 | -10.7 | 107.7 | 0 | 0 | 278.3 | 294.1 | 289 | 105.8 | 0
7:00 | -2.4 | 119.2 | 0 | 1 | 278.2 | 294.1 | 288.9 | 106.5 | 0
8:00 | 5 | 131.2 | 0 | 16 | 278.4 | 295.2 | 290.4 | 1.5 | 0
9:00 | 11.1 | 144.1 | 0 | 30.1 | 278.8 | 296 | 290.4 | 1.6 | 0
10:00 | 15.5 | 157.9 | 0 | 45.9 | 279.2 | 296.2 | 290.8 | 1.7 | 0
11:00 | 17.8 | 172.5 | 0 | 57.8 | 279.7 | 295.5 | 291.3 | 2.1 | 0
noon | 17.8 | -172.5 | 0 | 55.3 | 280.1 | 296.1 | 291.2 | 1.4 | 0
13:00 | 15.5 | -157.9 | 0 | 47.3 | 280.3 | 296.1 | 291.4 | 1.7 | 0
14:00 | 11.1 | -144.1 | 0 | 30.2 | 280.4 | 295.8 | 291.4 | 1.9 | 0
15:00 | 5 | -131.2 | 0 | 12.9 | 280.2 | 295.7 | 290.9 | 1.6 | 0
16:00 | -2.4 | -119.2 | 0 | 0 | 280 | 295.9 | 290.7 | 1.4 | 0
17:00 | -10.7 | -107.7 | 0 | 0 | 279.7 | 295.9 | 290.5 | 1.6 | 0
18:00 | -19.7 | -96.2 | 0 | 0 | 279.6 | 296.1 | 290.5 | 1.5 | 0
19:00 | -28.8 | -84.3 | 0 | 0 | 279.4 | 295.7 | 290.5 | 1.4 | 0
20:00 | -37.7 | -71.1 | 0 | 0 | 279.4 | 296.2 | 290.4 | 1.5 | 0
21:00 | -45.8 | -55.6 | 0 | 0 | 279.2 | 296 | 290.6 | 1.8 | 0
22:00 | -52.4 | -36.3 | 0 | 0 | 279 | 295.4 | 290.6 | 1.8 | 0
23:00 | -56.2 | -12.8 | 0 | 0 | 278.8 | 295.8 | 290.2 | 1.4 | 0
December
| solar | solar | direct | diffuse | outdoor | indoor | window | heating | blinds
| altitude | azimuth | radiation | radiation | temp. | temp. | temp. | load | closed
| (degrees) | (degrees) | (W-h/m2) | (W-h/m2) | (K) | (K) | (K) | (W-h/m2) | (% time)
midnight | -60.2 | 13.9 | 0 | 0 | 276.9 | 294.1 | 288.5 | 107.8 | 0
1:00 | -56.1 | 39.1 | 0 | 0 | 276.8 | 294.1 | 288.5 | 111.5 | 0
2:00 | -49.2 | 58.9 | 0 | 0 | 276.8 | 294.1 | 288.5 | 111.9 | 0
3:00 | -40.9 | 74.4 | 0 | 0 | 276.8 | 294.1 | 288.5 | 111.9 | 0
4:00 | -31.9 | 87.4 | 0 | 0 | 276.9 | 294.1 | 288.5 | 109.3 | 0
5:00 | -22.8 | 99.1 | 0 | 0 | 277 | 294.1 | 288.5 | 112.3 | 0
6:00 | -14 | 110.2 | 0 | 0 | 276.9 | 294.1 | 288.5 | 109.4 | 0
7:00 | -5.8 | 121.5 | 0 | 0 | 276.9 | 294.1 | 288.5 | 106.7 | 0
8:00 | 1.4 | 133.2 | 0 | 1.8 | 277.1 | 294.9 | 290.7 | 1.8 | 0
9:00 | 7.3 | 145.7 | 0 | 14.9 | 277.3 | 295.9 | 289.3 | 2 | 0
10:00 | 11.6 | 158.9 | 0 | 28.6 | 277.7 | 296.4 | 290.3 | 2 | 0
11:00 | 13.8 | 172.9 | 0 | 36.8 | 277.9 | 295.8 | 290.3 | 2.5 | 0
noon | 13.8 | -172.9 | 0 | 37.9 | 278.2 | 295.9 | 290.6 | 2.5 | 0
13:00 | 11.6 | -158.9 | 0 | 29 | 278.4 | 296 | 290.6 | 1.9 | 0
14:00 | 7.3 | -145.7 | 0 | 18.1 | 278.3 | 295.5 | 290.5 | 2.1 | 0
15:00 | 1.4 | -133.2 | 0 | 4.7 | 278.2 | 295.8 | 290.2 | 1.7 | 0
16:00 | -5.8 | -121.5 | 0 | 0 | 277.8 | 296.2 | 290 | 1.9 | 0
17:00 | -14 | -110.2 | 0 | 0 | 277.7 | 295.8 | 290.2 | 2 | 0
18:00 | -22.8 | -99.1 | 0 | 0 | 277.5 | 295.7 | 290.1 | 2.3 | 0
19:00 | -31.9 | -87.4 | 0 | 0 | 277.5 | 295.7 | 289.9 | 1.9 | 0
20:00 | -40.9 | -74.4 | 0 | 0 | 277.3 | 296 | 289.9 | 1.6 | 0
21:00 | -49.2 | -58.9 | 0 | 0 | 277.1 | 295.6 | 289.8 | 2.3 | 0
22:00 | -56.1 | -39.1 | 0 | 0 | 277.1 | 295.7 | 289.8 | 1.7 | 0
23:00 | -60.2 | -13.9 | 0 | 0 | 277 | 295.9 | 289.5 | 1.8 | 0

## Sheet33
Scenario One (blue)
Tue Dec 03 2019 23:17:06 GMT+0000 (Greenwich Mean Time)
Setup Information:
Building
Location | UK - London
Building length, side A | N/A
Building length, side B | N/A
Simulation Type
Simulation Type | one_sided
Window Description
Typology | dgu_nb
Glazing Type | clear
Window Area | 33%
Wall Description
Insulation R-Value | 99999999.9 m2-K/W
Occupancy
Type | Low-rise Residential
Occupancy Load | 0.000 people per m2
Lighting Requirements | 400 lux
Equipment Load | 0.00 W/m2
Room Ventilation
Air Change Rate per Occupant | 15.0 liters / sec per person
Total Air Change Rate | 0.0 roomfuls per hour
Lighting Control
Lighting Control | lights do not respond to daylight: all lights fully on while building is occupied
Representative Room
Orientation | north
Room Depth | 27 m
Room Width | 5 m
Room Height | 2.2 m
Thermal Mass
Thermal Mass | none
Overhang
Overhang Depth | 0 m
Roof
Roof Type | adiabatic roof
Simulation Results:
Primary Energy Use and CO2 Emissions
| heating | cooling | lighting | total | CO2
| energy | energy | energy | energy | emissions
| (kWh/m2) | (kWh/m2) | (kWh/m2) | (kWh/m2) | (kg/m2)
January | 33.8 | 0 | 7.3 | 41.1 | 8.2
February | 28.2 | 0 | 6.6 | 34.8 | 7
March | 32.1 | 0 | 7.3 | 39.4 | 7.9
April | 25.8 | 0 | 7.1 | 32.9 | 6.6
May | 18.7 | 0 | 7.3 | 26 | 5.2
June | 9.4 | 0 | 7.1 | 16.5 | 3.3
July | 4.2 | 0 | 7.3 | 11.5 | 2.3
August | 4.2 | 0 | 7.3 | 11.5 | 2.3
September | 10.1 | 0 | 7.1 | 17.2 | 3.4
October | 15.4 | 0 | 7.3 | 22.7 | 4.5
November | 26 | 0 | 7.1 | 33.1 | 6.6
December | 28.3 | 0 | 7.3 | 35.6 | 7.1
Total | 236.2 | 0 | 86.1 | 322.3 | 64.5 | yearly energy
January
| solar | solar | direct | diffuse | outdoor | indoor | window | heating | blinds
| altitude | azimuth | radiation | radiation | temp. | temp. | temp. | load | closed
| (degrees) | (degrees) | (W-h/m2) | (W-h/m2) | (K) | (K) | (K) | (W-h/m2) | (% time)
midnight | -58.1 | 13.3 | 0 | 0 | 275.9 | 294.1 | 288.2 | 134.9 | 0
1:00 | -54.2 | 37.6 | 0 | 0 | 275.8 | 294.1 | 288.2 | 134.5 | 0
2:00 | -47.5 | 57.1 | 0 | 0 | 275.8 | 294.1 | 288.2 | 133 | 0
3:00 | -39.2 | 72.7 | 0 | 0 | 275.7 | 294.1 | 288.1 | 128.8 | 0
4:00 | -30.2 | 85.8 | 0 | 0 | 275.6 | 294.1 | 288.1 | 131.5 | 0
5:00 | -21.1 | 97.6 | 0 | 0 | 275.6 | 294.1 | 288.1 | 131.3 | 0
6:00 | -12.3 | 108.9 | 0 | 0 | 275.5 | 294.1 | 288.1 | 129 | 0
7:00 | -4 | 120.3 | 0 | 0 | 275.5 | 294.1 | 288.1 | 127.9 | 0
8:00 | 3.3 | 132.2 | 0 | 5.1 | 275.7 | 294.8 | 290.1 | 2 | 0
9:00 | 9.3 | 144.9 | 0 | 20.2 | 276.1 | 295.5 | 289.3 | 2.6 | 0
10:00 | 13.6 | 158.4 | 0 | 34.6 | 276.5 | 296.1 | 289.8 | 2.2 | 0
11:00 | 15.9 | 172.7 | 0 | 40.5 | 276.7 | 295.9 | 290.2 | 2.5 | 0
noon | 15.9 | -172.7 | 0 | 42.7 | 277.2 | 296 | 290.2 | 2.6 | 0
13:00 | 13.6 | -158.4 | 0 | 38.1 | 277.6 | 295.7 | 290.4 | 2.8 | 0
14:00 | 9.3 | -144.9 | 0 | 26.7 | 277.5 | 295.8 | 290.1 | 2.3 | 0
15:00 | 3.3 | -132.2 | 0 | 13.2 | 277.3 | 296 | 290 | 2.5 | 0
16:00 | -4 | -120.3 | 0 | 0.6 | 277 | 295.8 | 289.8 | 2.4 | 0
17:00 | -12.3 | -108.9 | 0 | 0 | 276.8 | 295.9 | 289.7 | 2.8 | 0
18:00 | -21.1 | -97.6 | 0 | 0 | 276.5 | 296.1 | 289.4 | 2.6 | 0
19:00 | -30.2 | -85.8 | 0 | 0 | 276.3 | 295.7 | 289.5 | 2.7 | 0
20:00 | -39.2 | -72.7 | 0 | 0 | 276.1 | 295.8 | 289.4 | 2.5 | 0
21:00 | -47.5 | -57.1 | 0 | 0 | 276.1 | 295.8 | 289.5 | 2.4 | 0
22:00 | -54.2 | -37.6 | 0 | 0 | 276 | 296.2 | 289.4 | 2.4 | 0
23:00 | -58.1 | -13.3 | 0 | 0 | 275.9 | 296.2 | 289.5 | 2.7 | 0
February
| solar | solar | direct | diffuse | outdoor | indoor | window | heating | blinds
| altitude | azimuth | radiation | radiation | temp. | temp. | temp. | load | closed
| (degrees) | (degrees) | (W-h/m2) | (W-h/m2) | (K) | (K) | (K) | (W-h/m2) | (% time)
midnight | -50.4 | 11.4 | 0 | 0 | 275.4 | 294.1 | 288 | 115.3 | 0
1:00 | -46.9 | 33 | 0 | 0 | 275.3 | 294.1 | 288 | 110 | 0
2:00 | -40.8 | 51.4 | 0 | 0 | 275.2 | 294.1 | 288 | 114.1 | 0
3:00 | -32.9 | 66.9 | 0 | 0 | 275.2 | 294.1 | 288 | 120.7 | 0
4:00 | -24.2 | 80.2 | 0 | 0 | 275.2 | 294.1 | 288 | 122.7 | 0
5:00 | -15.1 | 92.3 | 0 | 0 | 275.1 | 294.1 | 287.9 | 127.3 | 0
6:00 | -6.1 | 104 | 0 | 0 | 275.1 | 294.1 | 287.9 | 127.1 | 0
7:00 | 2.4 | 115.9 | 0 | 2.3 | 275.1 | 294.1 | 288 | 130.8 | 0
8:00 | 10.1 | 128.3 | 0 | 20.6 | 275.5 | 295 | 290 | 2.4 | 0
9:00 | 16.5 | 141.8 | 0 | 40.4 | 276.1 | 296.1 | 289.5 | 2.1 | 0
10:00 | 21.2 | 156.4 | 0 | 55.1 | 276.7 | 295.9 | 290.2 | 3.1 | 0
11:00 | 23.7 | 172 | 0 | 60.6 | 277.3 | 295.8 | 290.7 | 3 | 0
noon | 23.7 | -172 | 0 | 65.1 | 277.9 | 295.8 | 290.9 | 2.6 | 0
13:00 | 21.2 | -156.4 | 0 | 57 | 278.4 | 295.8 | 290.7 | 2.4 | 0
14:00 | 16.5 | -141.8 | 0 | 53.5 | 278.5 | 296 | 290.6 | 2.4 | 0
15:00 | 10.1 | -128.3 | 0 | 36 | 278.3 | 295.6 | 290.5 | 2.6 | 0
16:00 | 2.4 | -115.9 | 0 | 14.5 | 277.7 | 296.1 | 289.9 | 2 | 0
17:00 | -6.1 | -104 | 0 | 0.3 | 277.1 | 296 | 289.6 | 2.3 | 0
18:00 | -15.1 | -92.3 | 0 | 0 | 276.7 | 296.1 | 289.6 | 2 | 0
19:00 | -24.2 | -80.2 | 0 | 0 | 276.3 | 296.3 | 289.6 | 2.4 | 0
20:00 | -32.9 | -66.9 | 0 | 0 | 276 | 296 | 289.5 | 2.6 | 0
21:00 | -40.8 | -51.4 | 0 | 0 | 275.7 | 296 | 289.4 | 2.4 | 0
22:00 | -46.9 | -33 | 0 | 0 | 275.5 | 296.2 | 289.3 | 2.1 | 0
23:00 | -50.4 | -11.4 | 0 | 0 | 275.4 | 296.2 | 289.3 | 2 | 0
March
| solar | solar | direct | diffuse | outdoor | indoor | window | heating | blinds
| altitude | azimuth | radiation | radiation | temp. | temp. | temp. | load | closed
| (degrees) | (degrees) | (W-h/m2) | (W-h/m2) | (K) | (K) | (K) | (W-h/m2) | (% time)
midnight | -39 | 9.6 | 0 | 0 | 276.9 | 294.1 | 288.5 | 127.4 | 0
1:00 | -36 | 28.2 | 0 | 0 | 276.8 | 294.1 | 288.5 | 131.2 | 0
2:00 | -30.6 | 45 | 0 | 0 | 276.7 | 294.1 | 288.4 | 135.5 | 0
3:00 | -23.4 | 59.7 | 0 | 0 | 276.5 | 294.1 | 288.4 | 127.9 | 0
4:00 | -15 | 72.9 | 0 | 0 | 276.3 | 294.1 | 288.3 | 129.2 | 0
5:00 | -6.1 | 85.2 | 0 | 0 | 276.4 | 294.1 | 288.3 | 124 | 0
6:00 | 2.9 | 97.1 | 0 | 4.1 | 276.6 | 294.1 | 288.4 | 116.5 | 0
7:00 | 11.8 | 109.3 | 0 | 24.9 | 276.9 | 294.1 | 288.8 | 113.1 | 0
8:00 | 20 | 122.4 | 0 | 48.1 | 277.4 | 295.8 | 290.1 | 1.8 | 0
9:00 | 27 | 136.9 | 0 | 66.7 | 278 | 295.9 | 290.8 | 2.1 | 0
10:00 | 32.2 | 153.1 | 0 | 85.8 | 278.8 | 296 | 291.3 | 2 | 0
11:00 | 35.1 | 170.8 | 0 | 100 | 279.8 | 295.9 | 291.7 | 1.8 | 0
noon | 35.1 | -170.8 | 0 | 101.7 | 280.5 | 295.9 | 292 | 2 | 0
13:00 | 32.2 | -153.1 | 0 | 93 | 281.2 | 296 | 292.1 | 1.5 | 0
14:00 | 27 | -136.9 | 0 | 79.8 | 281.5 | 296.3 | 291.8 | 1.6 | 0
15:00 | 20 | -122.4 | 0 | 58.9 | 281.4 | 295.8 | 291.7 | 1.9 | 0
16:00 | 11.8 | -109.3 | 0 | 34.5 | 280.9 | 295.9 | 291.3 | 1.6 | 0
17:00 | 2.9 | -97.1 | 0 | 15.4 | 280.1 | 295.9 | 290.9 | 2 | 0
18:00 | -6.1 | -85.2 | 0 | 0 | 279.4 | 295.8 | 290.5 | 1.9 | 0
19:00 | -15 | -72.9 | 0 | 0 | 278.7 | 295.7 | 290.2 | 2.1 | 0
20:00 | -23.4 | -59.7 | 0 | 0 | 278.2 | 295.6 | 290.1 | 2.4 | 0
21:00 | -30.6 | -45 | 0 | 0 | 277.8 | 295.6 | 289.8 | 2.5 | 0
22:00 | -36 | -28.2 | 0 | 0 | 277.3 | 295.9 | 289.6 | 2.7 | 0
23:00 | -39 | -9.6 | 0 | 0 | 277.1 | 295.9 | 289.8 | 2.9 | 0
April
| solar | solar | direct | diffuse | outdoor | indoor | window | heating | blinds
| altitude | azimuth | radiation | radiation | temp. | temp. | temp. | load | closed
| (degrees) | (degrees) | (W-h/m2) | (W-h/m2) | (K) | (K) | (K) | (W-h/m2) | (% time)
midnight | -27.1 | 8.3 | 0 | 0 | 278.5 | 294.1 | 289 | 104.5 | 0
1:00 | -24.5 | 24.4 | 0 | 0 | 278.2 | 294.1 | 288.9 | 102.7 | 0
2:00 | -19.7 | 39.5 | 0 | 0 | 278 | 294.1 | 288.9 | 104.4 | 0
3:00 | -13.1 | 53.3 | 0 | 0 | 277.7 | 294.1 | 288.8 | 106.4 | 0
4:00 | -5.2 | 66 | 0 | 0 | 277.4 | 294.1 | 288.7 | 105.4 | 0
5:00 | 3.4 | 78 | 3 | 8 | 277.6 | 294.1 | 288.8 | 104.2 | 0
6:00 | 12.4 | 89.8 | 0.4 | 33.9 | 278.1 | 294.1 | 289.2 | 107.3 | 0
7:00 | 21.5 | 102 | 0 | 60.7 | 278.8 | 294.1 | 289.8 | 103.8 | 0
8:00 | 30.1 | 115.3 | 0 | 79.7 | 279.5 | 296.5 | 291 | 1.4 | 0
9:00 | 37.7 | 130.6 | 0 | 102.3 | 280.6 | 295.9 | 291.7 | 2.4 | 0
10:00 | 43.7 | 148.5 | 0 | 121.4 | 281.5 | 296.2 | 292.3 | 1.9 | 0
11:00 | 47 | 169.1 | 0 | 133.9 | 282.5 | 295.8 | 292.7 | 1.7 | 0
noon | 47 | -169.1 | 0 | 135.6 | 283.5 | 295.9 | 293.5 | 1.3 | 0
13:00 | 43.7 | -148.5 | 0 | 127.4 | 284.2 | 296.3 | 293.5 | 1 | 0
14:00 | 37.7 | -130.6 | 0 | 116.3 | 284.7 | 296.3 | 293.4 | 1 | 0
15:00 | 30.1 | -115.3 | 0 | 86.8 | 285 | 295.9 | 293.4 | 0.8 | 0
16:00 | 21.5 | -102 | 0 | 66.8 | 284.7 | 295.8 | 292.8 | 0.9 | 0
17:00 | 12.4 | -89.8 | 0.5 | 41.3 | 283.9 | 296 | 292.5 | 1.1 | 0
18:00 | 3.4 | -78 | 12.3 | 16.4 | 283 | 295.8 | 292 | 1.2 | 0
19:00 | -5.2 | -66 | 0 | 0 | 282 | 296.1 | 291.2 | 1 | 0
20:00 | -13.1 | -53.3 | 0 | 0 | 281 | 296.2 | 291.1 | 1.3 | 0
21:00 | -19.7 | -39.5 | 0 | 0 | 280 | 295.7 | 290.8 | 1.9 | 0
22:00 | -24.5 | -24.4 | 0 | 0 | 279.3 | 295.7 | 290.5 | 1.8 | 0
23:00 | -27.1 | -8.3 | 0 | 0 | 278.6 | 296.1 | 290.2 | 1.9 | 0
May
| solar | solar | direct | diffuse | outdoor | indoor | window | heating | blinds
| altitude | azimuth | radiation | radiation | temp. | temp. | temp. | load | closed
| (degrees) | (degrees) | (W-h/m2) | (W-h/m2) | (K) | (K) | (K) | (W-h/m2) | (% time)
midnight | -17.9 | 7.4 | 0 | 0 | 281 | 294.1 | 289.8 | 75 | 0
1:00 | -15.5 | 22 | 0 | 0 | 280.8 | 294.1 | 289.7 | 75.6 | 0
2:00 | -11.1 | 35.8 | 0 | 0 | 280.5 | 294.1 | 289.7 | 76 | 0
3:00 | -5 | 48.7 | 0 | 0 | 280.2 | 294.1 | 289.5 | 74.7 | 0
4:00 | 2.4 | 60.8 | 12.8 | 10.9 | 280.2 | 294.1 | 289.8 | 76.7 | 0
5:00 | 10.7 | 72.3 | 41.5 | 40.6 | 280.5 | 294.1 | 290.5 | 75.7 | 0
6:00 | 19.6 | 83.7 | 18 | 62.9 | 280.9 | 294.1 | 290.6 | 75.9 | 0
7:00 | 28.7 | 95.6 | 0 | 84.8 | 281.8 | 294.1 | 291 | 67.3 | 0
8:00 | 37.6 | 108.8 | 0 | 101.3 | 282.7 | 295.8 | 292.6 | 0.8 | 0
9:00 | 45.8 | 124.4 | 0 | 131.7 | 283.7 | 296.1 | 293.4 | 0.9 | 0
10:00 | 52.4 | 143.6 | 0 | 145.9 | 284.8 | 296.1 | 293.9 | 0.7 | 0
11:00 | 56.2 | 167.2 | 0 | 152.2 | 285.8 | 296.4 | 294.2 | 0.4 | 0
noon | 56.2 | -167.2 | 0 | 145.7 | 286.8 | 296.3 | 294.7 | 0.4 | 0
13:00 | 52.4 | -143.6 | 0 | 137.1 | 287.6 | 296.4 | 294.8 | 0.3 | 0
14:00 | 45.8 | -124.4 | 0 | 134.2 | 288 | 296.4 | 294.7 | 0.4 | 0
15:00 | 37.6 | -108.8 | 0 | 116.3 | 288 | 296.5 | 294.8 | 0.3 | 0
16:00 | 28.7 | -95.6 | 0 | 97.6 | 287.9 | 295.9 | 294.4 | 0.3 | 0
17:00 | 19.6 | -83.7 | 19 | 74.3 | 287.3 | 296.3 | 293.9 | 0.3 | 0
18:00 | 10.7 | -72.3 | 47.9 | 48.7 | 286.3 | 295.9 | 294 | 0.3 | 0
19:00 | 2.4 | -60.8 | 25.2 | 18.1 | 285.1 | 296.1 | 292.7 | 0.4 | 0
20:00 | -5 | -48.7 | 0 | 0 | 284 | 296.2 | 291.9 | 0.4 | 0
21:00 | -11.1 | -35.8 | 0 | 0 | 283.1 | 296 | 291.9 | 0.5 | 0
22:00 | -15.5 | -22 | 0 | 0 | 282.3 | 295.8 | 291.5 | 0.9 | 0
23:00 | -17.9 | -7.4 | 0 | 0 | 281.5 | 295.7 | 291.3 | 1 | 0
June
| solar | solar | direct | diffuse | outdoor | indoor | window | heating | blinds
| altitude | azimuth | radiation | radiation | temp. | temp. | temp. | load | closed
| (degrees) | (degrees) | (W-h/m2) | (W-h/m2) | (K) | (K) | (K) | (W-h/m2) | (% time)
midnight | -13.8 | 7 | 0 | 0 | 284.5 | 294.1 | 290.9 | 42.1 | 0
1:00 | -11.6 | 21 | 0 | 0 | 284.2 | 294.1 | 290.9 | 41.2 | 0
2:00 | -7.3 | 34.3 | 0 | 0 | 283.9 | 294.1 | 290.7 | 37.9 | 0
3:00 | -1.4 | 46.7 | 0 | 0 | 283.6 | 294.1 | 290.6 | 36.8 | 0
4:00 | 5.8 | 58.4 | 47 | 27.4 | 283.7 | 294.2 | 291.6 | 38.2 | 0
5:00 | 14 | 69.7 | 54.6 | 52.4 | 284.2 | 294.3 | 292.1 | 37.9 | 0
6:00 | 22.8 | 80.8 | 26.7 | 76.8 | 284.6 | 294.4 | 292.1 | 38.9 | 0
7:00 | 31.9 | 92.5 | 0 | 90.6 | 285.2 | 294.4 | 292.3 | 37.6 | 0
8:00 | 40.9 | 105.5 | 0 | 104.6 | 286.2 | 296.1 | 294.1 | 0.3 | 0
9:00 | 49.2 | 121 | 0 | 130.5 | 287.2 | 296.1 | 294.8 | 0.3 | 0
10:00 | 56.1 | 140.8 | 0 | 140.9 | 288.1 | 296.2 | 295.2 | 0.2 | 0
11:00 | 60.2 | 166 | 0 | 149.1 | 289.1 | 296.6 | 295.7 | 0.3 | 0
noon | 60.2 | -166 | 0 | 150.4 | 290 | 297 | 296.2 | 0.1 | 0
13:00 | 56.1 | -140.8 | 0 | 149.6 | 290.6 | 297.3 | 296.7 | 0 | 0
14:00 | 49.2 | -121 | 0 | 133.5 | 291 | 297.2 | 296.5 | 0 | 0
15:00 | 40.9 | -105.5 | 0 | 111.8 | 291.1 | 297.2 | 296.2 | 0 | 0
16:00 | 31.9 | -92.5 | 0 | 113.1 | 290.9 | 297.1 | 296.1 | 0 | 0
17:00 | 22.8 | -80.8 | 25.1 | 93.4 | 290.2 | 297.2 | 295.6 | 0.2 | 0
18:00 | 14 | -69.7 | 50.8 | 67.2 | 289.3 | 296.7 | 295.3 | 0.3 | 0
19:00 | 5.8 | -58.4 | 47.8 | 41 | 288.3 | 296.3 | 294.7 | 0.1 | 0
20:00 | -1.4 | -46.7 | 0 | 0 | 287.4 | 296.3 | 293.4 | 0.2 | 0
21:00 | -7.3 | -34.3 | 0 | 0 | 286.4 | 296 | 293.1 | 0.2 | 0
22:00 | -11.6 | -21 | 0 | 0 | 285.7 | 296 | 292.7 | 0.4 | 0
23:00 | -13.8 | -7 | 0 | 0 | 284.8 | 296.2 | 292.4 | 0.3 | 0
July
| solar | solar | direct | diffuse | outdoor | indoor | window | heating | blinds
| altitude | azimuth | radiation | radiation | temp. | temp. | temp. | load | closed
| (degrees) | (degrees) | (W-h/m2) | (W-h/m2) | (K) | (K) | (K) | (W-h/m2) | (% time)
midnight | -15.9 | 7.2 | 0 | 0 | 286.4 | 295.1 | 292.3 | 15.5 | 0
1:00 | -13.7 | 21.5 | 0 | 0 | 286.1 | 294.8 | 292 | 18.9 | 0
2:00 | -9.3 | 35.1 | 0 | 0 | 285.6 | 294.5 | 291.6 | 19.2 | 0
3:00 | -3.3 | 47.8 | 0 | 0 | 285.3 | 294.3 | 291.4 | 17.6 | 0
4:00 | 4 | 59.7 | 7.4 | 13.9 | 285.5 | 294.3 | 291.6 | 18.3 | 0
5:00 | 12.3 | 71 | 22.1 | 43.4 | 285.8 | 294.6 | 292.4 | 16.3 | 0
6:00 | 21.1 | 82.3 | 12.9 | 72.5 | 286.4 | 295.1 | 293 | 16.6 | 0
7:00 | 30.2 | 94.1 | 0 | 90.2 | 286.8 | 295.5 | 293.6 | 14.6 | 0
8:00 | 39.2 | 107.3 | 0 | 107.5 | 287.6 | 296.8 | 295.1 | 0 | 0
9:00 | 47.4 | 122.8 | 0 | 130 | 288.7 | 296.9 | 295.6 | 0 | 0
10:00 | 54.2 | 142.4 | 0 | 152.9 | 289.7 | 297.1 | 296.5 | 0 | 0
11:00 | 58.1 | 166.6 | 0 | 166.1 | 290.7 | 297.6 | 296.9 | 0 | 0
noon | 58.1 | -166.6 | 0 | 174.3 | 291.7 | 297.5 | 297.5 | 0 | 0
13:00 | 54.2 | -142.4 | 0 | 161.4 | 292.5 | 297.8 | 297.7 | 0 | 0
14:00 | 47.4 | -122.8 | 0 | 145.3 | 292.9 | 297.4 | 297.4 | 0 | 0
15:00 | 39.2 | -107.3 | 0 | 120.5 | 293 | 297.5 | 297.2 | 0 | 0
16:00 | 30.2 | -94.1 | 0 | 114.7 | 292.8 | 297.3 | 297.2 | 0 | 0
17:00 | 21.1 | -82.3 | 18.9 | 91.1 | 292.4 | 297.2 | 296.8 | 0 | 0
18:00 | 12.3 | -71 | 59.5 | 68.5 | 291.5 | 297.2 | 296.9 | 0 | 0
19:00 | 4 | -59.7 | 57.7 | 35.1 | 290.4 | 297.4 | 295.9 | 0 | 0
20:00 | -3.3 | -47.8 | 0 | 0 | 289.3 | 297.2 | 294.5 | 0 | 0
21:00 | -9.3 | -35.1 | 0 | 0 | 288.4 | 296.9 | 294.2 | 0 | 0
22:00 | -13.7 | -21.5 | 0 | 0 | 287.5 | 296.9 | 294 | 0.1 | 0
23:00 | -15.9 | -7.2 | 0 | 0 | 286.8 | 297 | 293.6 | 0 | 0
August
| solar | solar | direct | diffuse | outdoor | indoor | window | heating | blinds
| altitude | azimuth | radiation | radiation | temp. | temp. | temp. | load | closed
| (degrees) | (degrees) | (W-h/m2) | (W-h/m2) | (K) | (K) | (K) | (W-h/m2) | (% time)
midnight | -23.7 | 7.9 | 0 | 0 | 286.4 | 294.8 | 292.1 | 13.5 | 0
1:00 | -21.3 | 23.5 | 0 | 0 | 286 | 294.6 | 291.8 | 14.8 | 0
2:00 | -16.6 | 38.1 | 0 | 0 | 285.9 | 294.4 | 291.6 | 16.4 | 0
3:00 | -10.1 | 51.6 | 0 | 0 | 285.4 | 294.3 | 291.4 | 17.6 | 0
4:00 | -2.4 | 64.1 | 0 | 0 | 285.1 | 294.2 | 291.2 | 19.8 | 0
5:00 | 6 | 75.9 | 12.7 | 19 | 285.3 | 294.3 | 291.6 | 18.8 | 0
6:00 | 15.1 | 87.6 | 5.8 | 45.6 | 285.9 | 294.6 | 292.1 | 17.7 | 0
7:00 | 24.2 | 99.7 | 0 | 76 | 286.5 | 295.1 | 293 | 17.7 | 0
8:00 | 32.9 | 113.1 | 0 | 96.4 | 287.3 | 296.8 | 294.7 | 0 | 0
9:00 | 40.7 | 128.5 | 0 | 119 | 288.2 | 297 | 295.3 | 0 | 0
10:00 | 46.9 | 146.9 | 0 | 144.3 | 289.3 | 296.8 | 295.8 | 0 | 0
11:00 | 50.3 | 168.5 | 0 | 156.9 | 290.4 | 297.1 | 296.4 | 0 | 0
noon | 50.3 | -168.5 | 0 | 169.1 | 291.3 | 297.2 | 297 | 0 | 0
13:00 | 46.9 | -146.9 | 0 | 150.2 | 292 | 297.5 | 297.3 | 0 | 0
14:00 | 40.7 | -128.5 | 0 | 130.8 | 292.5 | 297.3 | 297.2 | 0 | 0
15:00 | 32.9 | -113.1 | 0 | 103.7 | 292.6 | 297.7 | 296.9 | 0 | 0
16:00 | 24.2 | -99.7 | 0 | 76.7 | 292.2 | 297.4 | 296.5 | 0 | 0
17:00 | 15.1 | -87.6 | 6.3 | 56.4 | 291.7 | 297.6 | 296 | 0 | 0
18:00 | 6 | -75.9 | 24.9 | 35.1 | 290.9 | 297.4 | 295.6 | 0 | 0
19:00 | -2.4 | -64.1 | 0 | 6 | 289.9 | 296.9 | 294.9 | 0 | 0
20:00 | -10.1 | -51.6 | 0 | 0 | 289 | 297 | 294.5 | 0 | 0
21:00 | -16.6 | -38.1 | 0 | 0 | 288.1 | 297.1 | 294 | 0 | 0
22:00 | -21.3 | -23.5 | 0 | 0 | 287.3 | 296.4 | 293.8 | 0 | 0
23:00 | -23.7 | -7.9 | 0 | 0 | 286.6 | 296.7 | 293.4 | 0 | 0
September
| solar | solar | direct | diffuse | outdoor | indoor | window | heating | blinds
| altitude | azimuth | radiation | radiation | temp. | temp. | temp. | load | closed
| (degrees) | (degrees) | (W-h/m2) | (W-h/m2) | (K) | (K) | (K) | (W-h/m2) | (% time)
midnight | -35.1 | 9.1 | 0 | 0 | 284.9 | 295 | 291.7 | 42.1 | 0
1:00 | -32.3 | 26.9 | 0 | 0 | 284.8 | 294.7 | 291.4 | 42.2 | 0
2:00 | -27.1 | 43.1 | 0 | 0 | 284.5 | 294.5 | 291.2 | 41.7 | 0
3:00 | -20 | 57.5 | 0 | 0 | 284.3 | 294.4 | 291.1 | 41.1 | 0
4:00 | -11.8 | 70.6 | 0 | 0 | 284.1 | 294.3 | 291 | 41.8 | 0
5:00 | -3 | 82.8 | 0 | 0.3 | 284 | 294.3 | 290.9 | 44 | 0
6:00 | 6 | 94.7 | 0 | 19.9 | 284.3 | 294.3 | 291.2 | 41.9 | 0
7:00 | 15 | 107 | 0 | 44.4 | 284.7 | 294.5 | 291.7 | 36.9 | 0
8:00 | 23.3 | 120.2 | 0 | 67.9 | 285.4 | 297 | 293.5 | 0.4 | 0
9:00 | 30.6 | 135 | 0 | 89.9 | 286.1 | 296.9 | 294.1 | 0.5 | 0
10:00 | 36 | 151.7 | 0 | 104.9 | 286.8 | 296.9 | 294.8 | 0.3 | 0
11:00 | 39 | 170.3 | 0 | 105.9 | 287.6 | 296.9 | 295 | 0.2 | 0
noon | 39 | -170.3 | 0 | 104.9 | 288.3 | 297 | 295.3 | 0.2 | 0
13:00 | 36 | -151.7 | 0 | 101.4 | 288.9 | 297.1 | 295.3 | 0.2 | 0
14:00 | 30.6 | -135 | 0 | 92.6 | 289.4 | 297.2 | 295.4 | 0.1 | 0
15:00 | 23.3 | -120.2 | 0 | 73.2 | 289.5 | 297.3 | 295.2 | 0.1 | 0
16:00 | 15 | -107 | 0 | 44.6 | 289.3 | 297 | 294.9 | 0.1 | 0
17:00 | 6 | -94.7 | 0 | 23.9 | 288.6 | 296.9 | 294.4 | 0.1 | 0
18:00 | -3 | -82.8 | 0 | 2.4 | 287.8 | 297.2 | 294 | 0.2 | 0
19:00 | -11.8 | -70.6 | 0 | 0 | 287.1 | 296.6 | 293.8 | 0.4 | 0
20:00 | -20 | -57.5 | 0 | 0 | 286.5 | 296.5 | 293.3 | 0.5 | 0
21:00 | -27.1 | -43.1 | 0 | 0 | 285.9 | 296.6 | 293.2 | 0.5 | 0
22:00 | -32.3 | -26.9 | 0 | 0 | 285.3 | 296.8 | 293 | 0.5 | 0
23:00 | -35.1 | -9.1 | 0 | 0 | 285 | 296.8 | 292.9 | 0.7 | 0
October
| solar | solar | direct | diffuse | outdoor | indoor | window | heating | blinds
| altitude | azimuth | radiation | radiation | temp. | temp. | temp. | load | closed
| (degrees) | (degrees) | (W-h/m2) | (W-h/m2) | (K) | (K) | (K) | (W-h/m2) | (% time)
midnight | -47 | 10.8 | 0 | 0 | 282.1 | 294.3 | 290.3 | 57.4 | 0
1:00 | -43.7 | 31.4 | 0 | 0 | 282.1 | 294.2 | 290.2 | 56.4 | 0
2:00 | -37.8 | 49.3 | 0 | 0 | 282 | 294.1 | 290.1 | 57.9 | 0
3:00 | -30.1 | 64.6 | 0 | 0 | 281.8 | 294.1 | 290.1 | 58.8 | 0
4:00 | -21.5 | 78 | 0 | 0 | 281.8 | 294.1 | 290.1 | 60.3 | 0
5:00 | -12.4 | 90.2 | 0 | 0 | 281.7 | 294.1 | 290 | 65 | 0
6:00 | -3.4 | 102 | 0 | 0.8 | 281.8 | 294.1 | 290.1 | 65.7 | 0
7:00 | 5.2 | 114 | 0 | 16.8 | 282.2 | 294.1 | 290.4 | 64.4 | 0
8:00 | 13 | 126.6 | 0 | 37.6 | 282.6 | 296.1 | 291.7 | 0.6 | 0
9:00 | 19.7 | 140.4 | 0 | 61.3 | 283.3 | 296 | 292.6 | 1.1 | 0
10:00 | 24.5 | 155.5 | 0 | 70.4 | 283.9 | 296.2 | 292.9 | 0.7 | 0
11:00 | 27.1 | 171.7 | 0 | 81.3 | 284.6 | 296.1 | 293 | 0.7 | 0
noon | 27.1 | -171.7 | 0 | 79 | 285.1 | 296.2 | 293.4 | 0.9 | 0
13:00 | 24.5 | -155.5 | 0 | 65.6 | 285.4 | 296.2 | 293.2 | 0.6 | 0
14:00 | 19.7 | -140.4 | 0 | 49.7 | 285.5 | 296.3 | 293.2 | 0.6 | 0
15:00 | 13 | -126.6 | 0 | 33.4 | 285.3 | 295.9 | 293 | 0.5 | 0
16:00 | 5.2 | -114 | 0 | 14.6 | 284.7 | 296.3 | 292.4 | 0.5 | 0
17:00 | -3.4 | -102 | 0 | 0.4 | 284.1 | 296.2 | 292.1 | 0.7 | 0
18:00 | -12.4 | -90.2 | 0 | 0 | 283.5 | 296.2 | 291.9 | 0.8 | 0
19:00 | -21.5 | -78 | 0 | 0 | 283.1 | 295.8 | 291.9 | 0.7 | 0
20:00 | -30.1 | -64.6 | 0 | 0 | 282.8 | 296 | 291.6 | 0.7 | 0
21:00 | -37.8 | -49.3 | 0 | 0 | 282.5 | 296 | 291.5 | 0.7 | 0
22:00 | -43.7 | -31.4 | 0 | 0 | 282.4 | 296.2 | 291.5 | 0.7 | 0
23:00 | -47 | -10.8 | 0 | 0 | 282.2 | 296 | 291.5 | 0.7 | 0
November
| solar | solar | direct | diffuse | outdoor | indoor | window | heating | blinds
| altitude | azimuth | radiation | radiation | temp. | temp. | temp. | load | closed
| (degrees) | (degrees) | (W-h/m2) | (W-h/m2) | (K) | (K) | (K) | (W-h/m2) | (% time)
midnight | -56.2 | 12.8 | 0 | 0 | 278.9 | 294.1 | 289.1 | 103 | 0
1:00 | -52.4 | 36.3 | 0 | 0 | 278.8 | 294.1 | 289.1 | 103.6 | 0
2:00 | -45.8 | 55.6 | 0 | 0 | 278.6 | 294.1 | 289.1 | 109.7 | 0
3:00 | -37.7 | 71.1 | 0 | 0 | 278.5 | 294.1 | 289 | 106.1 | 0
4:00 | -28.8 | 84.3 | 0 | 0 | 278.4 | 294.1 | 289 | 102.1 | 0
5:00 | -19.7 | 96.2 | 0 | 0 | 278.4 | 294.1 | 289 | 105.5 | 0
6:00 | -10.7 | 107.7 | 0 | 0 | 278.3 | 294.1 | 289 | 105.9 | 0
7:00 | -2.4 | 119.2 | 0 | 1 | 278.2 | 294.1 | 288.9 | 106.5 | 0
8:00 | 5 | 131.2 | 0 | 16 | 278.4 | 295.1 | 290.3 | 1.5 | 0
9:00 | 11.1 | 144.1 | 0 | 30.1 | 278.8 | 295.9 | 290.4 | 1.5 | 0
10:00 | 15.5 | 157.9 | 0 | 45.9 | 279.2 | 296.2 | 290.8 | 1.7 | 0
11:00 | 17.8 | 172.5 | 0 | 57.8 | 279.7 | 295.6 | 291.3 | 2.1 | 0
noon | 17.8 | -172.5 | 0 | 55.3 | 280.1 | 296 | 291.3 | 1.5 | 0
13:00 | 15.5 | -157.9 | 0 | 47.3 | 280.3 | 296.3 | 291.3 | 1.7 | 0
14:00 | 11.1 | -144.1 | 0 | 30.2 | 280.4 | 295.6 | 291.4 | 2 | 0
15:00 | 5 | -131.2 | 0 | 12.9 | 280.2 | 295.9 | 290.8 | 1.4 | 0
16:00 | -2.4 | -119.2 | 0 | 0 | 280 | 295.8 | 290.6 | 1.5 | 0
17:00 | -10.7 | -107.7 | 0 | 0 | 279.7 | 295.9 | 290.5 | 1.4 | 0
18:00 | -19.7 | -96.2 | 0 | 0 | 279.6 | 295.9 | 290.6 | 1.6 | 0
19:00 | -28.8 | -84.3 | 0 | 0 | 279.4 | 295.6 | 290.5 | 1.3 | 0
20:00 | -37.7 | -71.1 | 0 | 0 | 279.4 | 296.1 | 290.4 | 1.5 | 0
21:00 | -45.8 | -55.6 | 0 | 0 | 279.2 | 296.1 | 290.6 | 1.5 | 0
22:00 | -52.4 | -36.3 | 0 | 0 | 279 | 295.7 | 290.6 | 1.6 | 0
23:00 | -56.2 | -12.8 | 0 | 0 | 278.8 | 295.7 | 290.4 | 1.5 | 0
December
| solar | solar | direct | diffuse | outdoor | indoor | window | heating | blinds
| altitude | azimuth | radiation | radiation | temp. | temp. | temp. | load | closed
| (degrees) | (degrees) | (W-h/m2) | (W-h/m2) | (K) | (K) | (K) | (W-h/m2) | (% time)
midnight | -60.2 | 13.9 | 0 | 0 | 276.9 | 294.1 | 288.5 | 107.9 | 0
1:00 | -56.1 | 39.1 | 0 | 0 | 276.8 | 294.1 | 288.5 | 111.6 | 0
2:00 | -49.2 | 58.9 | 0 | 0 | 276.8 | 294.1 | 288.5 | 111.9 | 0
3:00 | -40.9 | 74.4 | 0 | 0 | 276.8 | 294.1 | 288.5 | 111.9 | 0
4:00 | -31.9 | 87.4 | 0 | 0 | 276.9 | 294.1 | 288.5 | 109.3 | 0
5:00 | -22.8 | 99.1 | 0 | 0 | 277 | 294.1 | 288.5 | 112.3 | 0
6:00 | -14 | 110.2 | 0 | 0 | 276.9 | 294.1 | 288.5 | 109.5 | 0
7:00 | -5.8 | 121.5 | 0 | 0 | 276.9 | 294.1 | 288.5 | 106.7 | 0
8:00 | 1.4 | 133.2 | 0 | 1.8 | 277.1 | 294.8 | 290.6 | 1.7 | 0
9:00 | 7.3 | 145.7 | 0 | 14.9 | 277.3 | 295.9 | 289.6 | 1.8 | 0
10:00 | 11.6 | 158.9 | 0 | 28.6 | 277.7 | 296.4 | 290.2 | 2.1 | 0
11:00 | 13.8 | 172.9 | 0 | 36.8 | 277.9 | 295.9 | 290.4 | 2.3 | 0
noon | 13.8 | -172.9 | 0 | 37.9 | 278.2 | 296.1 | 290.5 | 2.6 | 0
13:00 | 11.6 | -158.9 | 0 | 29 | 278.4 | 295.8 | 290.5 | 2.1 | 0
14:00 | 7.3 | -145.7 | 0 | 18.1 | 278.3 | 295.7 | 290.3 | 1.9 | 0
15:00 | 1.4 | -133.2 | 0 | 4.7 | 278.2 | 295.8 | 290 | 1.7 | 0
16:00 | -5.8 | -121.5 | 0 | 0 | 277.8 | 296 | 289.9 | 1.8 | 0
17:00 | -14 | -110.2 | 0 | 0 | 277.7 | 296 | 289.9 | 1.9 | 0
18:00 | -22.8 | -99.1 | 0 | 0 | 277.5 | 296.2 | 289.9 | 2.1 | 0
19:00 | -31.9 | -87.4 | 0 | 0 | 277.5 | 295.8 | 290.1 | 2 | 0
20:00 | -40.9 | -74.4 | 0 | 0 | 277.3 | 295.7 | 290 | 1.8 | 0
21:00 | -49.2 | -58.9 | 0 | 0 | 277.1 | 295.7 | 290 | 1.7 | 0
22:00 | -56.1 | -39.1 | 0 | 0 | 277.1 | 295.6 | 289.9 | 2 | 0
23:00 | -60.2 | -13.9 | 0 | 0 | 277 | 295.7 | 289.8 | 1.9 | 0

## Sheet34
Scenario Two (yellow)
Tue Dec 03 2019 23:17:15 GMT+0000 (Greenwich Mean Time)
Setup Information:
Building
Location | UK - London
Building length, side A | N/A
Building length, side B | N/A
Simulation Type
Simulation Type | one_sided
Window Description
Typology | dgu_nb
Glazing Type | clear
Window Area | 34%
Wall Description
Insulation R-Value | 99999999.9 m2-K/W
Occupancy
Type | Low-rise Residential
Occupancy Load | 0.000 people per m2
Lighting Requirements | 400 lux
Equipment Load | 0.00 W/m2
Room Ventilation
Air Change Rate per Occupant | 15.0 liters / sec per person
Total Air Change Rate | 0.0 roomfuls per hour
Lighting Control
Lighting Control | lights do not respond to daylight: all lights fully on while building is occupied
Representative Room
Orientation | north
Room Depth | 27 m
Room Width | 5 m
Room Height | 2.2 m
Thermal Mass
Thermal Mass | none
Overhang
Overhang Depth | 0 m
Roof
Roof Type | adiabatic roof
Simulation Results:
Primary Energy Use and CO2 Emissions
| heating | cooling | lighting | total | CO2
| energy | energy | energy | energy | emissions
| (kWh/m2) | (kWh/m2) | (kWh/m2) | (kWh/m2) | (kg/m2)
January | 33.8 | 0 | 7.3 | 41.1 | 8.2
February | 28.2 | 0 | 6.6 | 34.8 | 7
March | 32.1 | 0 | 7.3 | 39.4 | 7.9
April | 25.8 | 0 | 7.1 | 32.9 | 6.6
May | 18.7 | 0 | 7.3 | 26 | 5.2
June | 9.4 | 0 | 7.1 | 16.5 | 3.3
July | 4.2 | 0 | 7.3 | 11.5 | 2.3
August | 4.2 | 0 | 7.3 | 11.5 | 2.3
September | 10.1 | 0 | 7.1 | 17.2 | 3.4
October | 15.4 | 0 | 7.3 | 22.7 | 4.5
November | 26 | 0 | 7.1 | 33.1 | 6.6
December | 28.3 | 0 | 7.3 | 35.6 | 7.1
Total | 236.2 | 0 | 86.1 | 322.3 | 64.5 | yearly energy
January
| solar | solar | direct | diffuse | outdoor | indoor | window | heating | blinds
| altitude | azimuth | radiation | radiation | temp. | temp. | temp. | load | closed
| (degrees) | (degrees) | (W-h/m2) | (W-h/m2) | (K) | (K) | (K) | (W-h/m2) | (% time)
midnight | -58.1 | 13.3 | 0 | 0 | 275.9 | 294.1 | 288.2 | 135 | 0
1:00 | -54.2 | 37.6 | 0 | 0 | 275.8 | 294.1 | 288.2 | 134.5 | 0
2:00 | -47.5 | 57.1 | 0 | 0 | 275.8 | 294.1 | 288.2 | 133 | 0
3:00 | -39.2 | 72.7 | 0 | 0 | 275.7 | 294.1 | 288.1 | 128.8 | 0
4:00 | -30.2 | 85.8 | 0 | 0 | 275.6 | 294.1 | 288.1 | 131.5 | 0
5:00 | -21.1 | 97.6 | 0 | 0 | 275.6 | 294.1 | 288.1 | 131.4 | 0
6:00 | -12.3 | 108.9 | 0 | 0 | 275.5 | 294.1 | 288.1 | 129 | 0
7:00 | -4 | 120.3 | 0 | 0 | 275.5 | 294.1 | 288.1 | 127.9 | 0
8:00 | 3.3 | 132.2 | 0 | 5.1 | 275.7 | 294.7 | 290.2 | 2 | 0
9:00 | 9.3 | 144.9 | 0 | 20.2 | 276.1 | 295.4 | 289.5 | 2.6 | 0
10:00 | 13.6 | 158.4 | 0 | 34.6 | 276.5 | 296 | 289.8 | 2.2 | 0
11:00 | 15.9 | 172.7 | 0 | 40.5 | 276.7 | 296 | 290.2 | 2.4 | 0
noon | 15.9 | -172.7 | 0 | 42.7 | 277.2 | 296.3 | 290.2 | 2.5 | 0
13:00 | 13.6 | -158.4 | 0 | 38.1 | 277.6 | 295.7 | 290.6 | 3 | 0
14:00 | 9.3 | -144.9 | 0 | 26.7 | 277.5 | 296 | 290.1 | 2.1 | 0
15:00 | 3.3 | -132.2 | 0 | 13.2 | 277.3 | 295.8 | 289.9 | 2.6 | 0
16:00 | -4 | -120.3 | 0 | 0.6 | 277 | 295.7 | 289.7 | 2.4 | 0
17:00 | -12.3 | -108.9 | 0 | 0 | 276.8 | 295.6 | 289.6 | 2.7 | 0
18:00 | -21.1 | -97.6 | 0 | 0 | 276.5 | 295.7 | 289.5 | 2.7 | 0
19:00 | -30.2 | -85.8 | 0 | 0 | 276.3 | 295.9 | 289.5 | 2.4 | 0
20:00 | -39.2 | -72.7 | 0 | 0 | 276.1 | 296 | 289.2 | 2.5 | 0
21:00 | -47.5 | -57.1 | 0 | 0 | 276.1 | 295.8 | 289.3 | 2.3 | 0
22:00 | -54.2 | -37.6 | 0 | 0 | 276 | 296 | 289.3 | 2.5 | 0
23:00 | -58.1 | -13.3 | 0 | 0 | 275.9 | 296.2 | 289.2 | 2.5 | 0
February
| solar | solar | direct | diffuse | outdoor | indoor | window | heating | blinds
| altitude | azimuth | radiation | radiation | temp. | temp. | temp. | load | closed
| (degrees) | (degrees) | (W-h/m2) | (W-h/m2) | (K) | (K) | (K) | (W-h/m2) | (% time)
midnight | -50.4 | 11.4 | 0 | 0 | 275.4 | 294.1 | 288 | 115.5 | 0
1:00 | -46.9 | 33 | 0 | 0 | 275.3 | 294.1 | 288 | 110 | 0
2:00 | -40.8 | 51.4 | 0 | 0 | 275.2 | 294.1 | 288 | 114.2 | 0
3:00 | -32.9 | 66.9 | 0 | 0 | 275.2 | 294.1 | 288 | 120.7 | 0
4:00 | -24.2 | 80.2 | 0 | 0 | 275.2 | 294.1 | 288 | 122.7 | 0
5:00 | -15.1 | 92.3 | 0 | 0 | 275.1 | 294.1 | 287.9 | 127.4 | 0
6:00 | -6.1 | 104 | 0 | 0 | 275.1 | 294.1 | 287.9 | 127.2 | 0
7:00 | 2.4 | 115.9 | 0 | 2.3 | 275.1 | 294.1 | 288 | 130.8 | 0
8:00 | 10.1 | 128.3 | 0 | 20.6 | 275.5 | 294.9 | 290.1 | 2.4 | 0
9:00 | 16.5 | 141.8 | 0 | 40.4 | 276.1 | 296 | 289.6 | 2 | 0
10:00 | 21.2 | 156.4 | 0 | 55.1 | 276.7 | 296 | 290.1 | 2.9 | 0
11:00 | 23.7 | 172 | 0 | 60.6 | 277.3 | 295.7 | 290.8 | 3 | 0
noon | 23.7 | -172 | 0 | 65.1 | 277.9 | 296 | 290.8 | 2.3 | 0
13:00 | 21.2 | -156.4 | 0 | 57 | 278.4 | 295.8 | 290.8 | 2.4 | 0
14:00 | 16.5 | -141.8 | 0 | 53.5 | 278.5 | 296 | 290.7 | 2.5 | 0
15:00 | 10.1 | -128.3 | 0 | 36 | 278.3 | 295.7 | 290.6 | 2.5 | 0
16:00 | 2.4 | -115.9 | 0 | 14.5 | 277.7 | 295.8 | 289.9 | 2.3 | 0
17:00 | -6.1 | -104 | 0 | 0.3 | 277.1 | 296 | 289.7 | 2.1 | 0
18:00 | -15.1 | -92.3 | 0 | 0 | 276.7 | 296 | 289.5 | 2.2 | 0
19:00 | -24.2 | -80.2 | 0 | 0 | 276.3 | 296 | 289.5 | 2.6 | 0
20:00 | -32.9 | -66.9 | 0 | 0 | 276 | 296 | 289.4 | 2.5 | 0
21:00 | -40.8 | -51.4 | 0 | 0 | 275.7 | 295.9 | 289.4 | 2.4 | 0
22:00 | -46.9 | -33 | 0 | 0 | 275.5 | 296 | 289.4 | 2.1 | 0
23:00 | -50.4 | -11.4 | 0 | 0 | 275.4 | 295.8 | 289.3 | 2 | 0
March
| solar | solar | direct | diffuse | outdoor | indoor | window | heating | blinds
| altitude | azimuth | radiation | radiation | temp. | temp. | temp. | load | closed
| (degrees) | (degrees) | (W-h/m2) | (W-h/m2) | (K) | (K) | (K) | (W-h/m2) | (% time)
midnight | -39 | 9.6 | 0 | 0 | 276.9 | 294.1 | 288.5 | 127.4 | 0
1:00 | -36 | 28.2 | 0 | 0 | 276.8 | 294.1 | 288.5 | 131.3 | 0
2:00 | -30.6 | 45 | 0 | 0 | 276.7 | 294.1 | 288.4 | 135.5 | 0
3:00 | -23.4 | 59.7 | 0 | 0 | 276.5 | 294.1 | 288.4 | 128 | 0
4:00 | -15 | 72.9 | 0 | 0 | 276.3 | 294.1 | 288.3 | 129.2 | 0
5:00 | -6.1 | 85.2 | 0 | 0 | 276.4 | 294.1 | 288.3 | 124 | 0
6:00 | 2.9 | 97.1 | 0 | 4.1 | 276.6 | 294.1 | 288.4 | 116.5 | 0
7:00 | 11.8 | 109.3 | 0 | 24.9 | 276.9 | 294.1 | 288.8 | 113.1 | 0
8:00 | 20 | 122.4 | 0 | 48.1 | 277.4 | 295.8 | 290.1 | 1.6 | 0
9:00 | 27 | 136.9 | 0 | 66.7 | 278 | 295.9 | 290.7 | 2.1 | 0
10:00 | 32.2 | 153.1 | 0 | 85.8 | 278.8 | 296 | 291.3 | 2 | 0
11:00 | 35.1 | 170.8 | 0 | 100 | 279.8 | 295.9 | 291.7 | 1.8 | 0
noon | 35.1 | -170.8 | 0 | 101.7 | 280.5 | 296 | 292.1 | 1.9 | 0
13:00 | 32.2 | -153.1 | 0 | 93 | 281.2 | 295.9 | 292.1 | 1.5 | 0
14:00 | 27 | -136.9 | 0 | 79.8 | 281.5 | 296.2 | 291.9 | 1.6 | 0
15:00 | 20 | -122.4 | 0 | 58.9 | 281.4 | 295.6 | 291.8 | 2 | 0
16:00 | 11.8 | -109.3 | 0 | 34.5 | 280.9 | 295.9 | 291.3 | 1.6 | 0
17:00 | 2.9 | -97.1 | 0 | 15.4 | 280.1 | 295.8 | 291 | 2 | 0
18:00 | -6.1 | -85.2 | 0 | 0 | 279.4 | 295.9 | 290.3 | 1.8 | 0
19:00 | -15 | -72.9 | 0 | 0 | 278.7 | 295.7 | 290.3 | 2.1 | 0
20:00 | -23.4 | -59.7 | 0 | 0 | 278.2 | 295.7 | 290.1 | 2.4 | 0
21:00 | -30.6 | -45 | 0 | 0 | 277.8 | 295.5 | 290 | 2.7 | 0
22:00 | -36 | -28.2 | 0 | 0 | 277.3 | 295.6 | 289.8 | 2.5 | 0
23:00 | -39 | -9.6 | 0 | 0 | 277.1 | 295.8 | 289.7 | 2.8 | 0
April
| solar | solar | direct | diffuse | outdoor | indoor | window | heating | blinds
| altitude | azimuth | radiation | radiation | temp. | temp. | temp. | load | closed
| (degrees) | (degrees) | (W-h/m2) | (W-h/m2) | (K) | (K) | (K) | (W-h/m2) | (% time)
midnight | -27.1 | 8.3 | 0 | 0 | 278.5 | 294.1 | 289 | 104.7 | 0
1:00 | -24.5 | 24.4 | 0 | 0 | 278.2 | 294.1 | 288.9 | 102.8 | 0
2:00 | -19.7 | 39.5 | 0 | 0 | 278 | 294.1 | 288.9 | 104.4 | 0
3:00 | -13.1 | 53.3 | 0 | 0 | 277.7 | 294.1 | 288.8 | 106.4 | 0
4:00 | -5.2 | 66 | 0 | 0 | 277.4 | 294.1 | 288.7 | 105.4 | 0
5:00 | 3.4 | 78 | 3 | 8 | 277.6 | 294.1 | 288.8 | 104.3 | 0
6:00 | 12.4 | 89.8 | 0.4 | 33.9 | 278.1 | 294.1 | 289.2 | 107.3 | 0
7:00 | 21.5 | 102 | 0 | 60.7 | 278.8 | 294.1 | 289.8 | 103.8 | 0
8:00 | 30.1 | 115.3 | 0 | 79.7 | 279.5 | 296.5 | 291 | 1.4 | 0
9:00 | 37.7 | 130.6 | 0 | 102.3 | 280.6 | 296 | 291.7 | 2.4 | 0
10:00 | 43.7 | 148.5 | 0 | 121.4 | 281.5 | 296.2 | 292.3 | 2 | 0
11:00 | 47 | 169.1 | 0 | 133.9 | 282.5 | 295.8 | 292.7 | 1.8 | 0
noon | 47 | -169.1 | 0 | 135.6 | 283.5 | 296 | 293.4 | 1.3 | 0
13:00 | 43.7 | -148.5 | 0 | 127.4 | 284.2 | 296 | 293.6 | 1.1 | 0
14:00 | 37.7 | -130.6 | 0 | 116.3 | 284.7 | 296.2 | 293.3 | 1 | 0
15:00 | 30.1 | -115.3 | 0 | 86.8 | 285 | 295.9 | 293.4 | 0.9 | 0
16:00 | 21.5 | -102 | 0 | 66.8 | 284.7 | 296.2 | 292.7 | 0.8 | 0
17:00 | 12.4 | -89.8 | 0.5 | 41.3 | 283.9 | 295.9 | 292.4 | 1.1 | 0
18:00 | 3.4 | -78 | 12.3 | 16.4 | 283 | 295.9 | 292 | 1.2 | 0
19:00 | -5.2 | -66 | 0 | 0 | 282 | 295.9 | 291.3 | 0.9 | 0
20:00 | -13.1 | -53.3 | 0 | 0 | 281 | 296.4 | 290.9 | 1.3 | 0
21:00 | -19.7 | -39.5 | 0 | 0 | 280 | 295.6 | 291 | 1.8 | 0
22:00 | -24.5 | -24.4 | 0 | 0 | 279.3 | 295.8 | 290.3 | 1.7 | 0
23:00 | -27.1 | -8.3 | 0 | 0 | 278.6 | 295.8 | 290.3 | 2 | 0
May
| solar | solar | direct | diffuse | outdoor | indoor | window | heating | blinds
| altitude | azimuth | radiation | radiation | temp. | temp. | temp. | load | closed
| (degrees) | (degrees) | (W-h/m2) | (W-h/m2) | (K) | (K) | (K) | (W-h/m2) | (% time)
midnight | -17.9 | 7.4 | 0 | 0 | 281 | 294.1 | 289.8 | 74.9 | 0
1:00 | -15.5 | 22 | 0 | 0 | 280.8 | 294.1 | 289.7 | 75.6 | 0
2:00 | -11.1 | 35.8 | 0 | 0 | 280.5 | 294.1 | 289.7 | 76 | 0
3:00 | -5 | 48.7 | 0 | 0 | 280.2 | 294.1 | 289.5 | 74.7 | 0
4:00 | 2.4 | 60.8 | 12.8 | 10.9 | 280.2 | 294.1 | 289.8 | 76.7 | 0
5:00 | 10.7 | 72.3 | 41.5 | 40.6 | 280.5 | 294.1 | 290.5 | 75.7 | 0
6:00 | 19.6 | 83.7 | 18 | 62.9 | 280.9 | 294.1 | 290.6 | 75.9 | 0
7:00 | 28.7 | 95.6 | 0 | 84.8 | 281.8 | 294.1 | 291 | 67.3 | 0
8:00 | 37.6 | 108.8 | 0 | 101.3 | 282.7 | 295.8 | 292.6 | 0.8 | 0
9:00 | 45.8 | 124.4 | 0 | 131.7 | 283.7 | 296.1 | 293.4 | 0.9 | 0
10:00 | 52.4 | 143.6 | 0 | 145.9 | 284.8 | 296.1 | 293.9 | 0.7 | 0
11:00 | 56.2 | 167.2 | 0 | 152.2 | 285.8 | 296.3 | 294.2 | 0.4 | 0
noon | 56.2 | -167.2 | 0 | 145.7 | 286.8 | 296.1 | 294.7 | 0.4 | 0
13:00 | 52.4 | -143.6 | 0 | 137.1 | 287.6 | 296.2 | 295 | 0.3 | 0
14:00 | 45.8 | -124.4 | 0 | 134.2 | 288 | 296.2 | 295.1 | 0.4 | 0
15:00 | 37.6 | -108.8 | 0 | 116.3 | 288 | 296.1 | 294.7 | 0.3 | 0
16:00 | 28.7 | -95.6 | 0 | 97.6 | 287.9 | 296.1 | 294.5 | 0.3 | 0
17:00 | 19.6 | -83.7 | 19 | 74.3 | 287.3 | 295.9 | 294.1 | 0.2 | 0
18:00 | 10.7 | -72.3 | 47.9 | 48.7 | 286.3 | 296.1 | 293.7 | 0.3 | 0
19:00 | 2.4 | -60.8 | 25.2 | 18.1 | 285.1 | 296 | 292.9 | 0.4 | 0
20:00 | -5 | -48.7 | 0 | 0 | 284 | 296.1 | 292 | 0.4 | 0
21:00 | -11.1 | -35.8 | 0 | 0 | 283.1 | 296.2 | 291.7 | 0.5 | 0
22:00 | -15.5 | -22 | 0 | 0 | 282.3 | 295.8 | 291.6 | 0.9 | 0
23:00 | -17.9 | -7.4 | 0 | 0 | 281.5 | 296 | 291.3 | 0.9 | 0
June
| solar | solar | direct | diffuse | outdoor | indoor | window | heating | blinds
| altitude | azimuth | radiation | radiation | temp. | temp. | temp. | load | closed
| (degrees) | (degrees) | (W-h/m2) | (W-h/m2) | (K) | (K) | (K) | (W-h/m2) | (% time)
midnight | -13.8 | 7 | 0 | 0 | 284.5 | 294.1 | 291 | 42.1 | 0
1:00 | -11.6 | 21 | 0 | 0 | 284.2 | 294.1 | 290.9 | 41.2 | 0
2:00 | -7.3 | 34.3 | 0 | 0 | 283.9 | 294.1 | 290.7 | 37.9 | 0
3:00 | -1.4 | 46.7 | 0 | 0 | 283.6 | 294.1 | 290.6 | 36.8 | 0
4:00 | 5.8 | 58.4 | 47 | 27.4 | 283.7 | 294.2 | 291.6 | 38.1 | 0
5:00 | 14 | 69.7 | 54.6 | 52.4 | 284.2 | 294.3 | 292.1 | 37.8 | 0
6:00 | 22.8 | 80.8 | 26.7 | 76.8 | 284.6 | 294.3 | 292.1 | 38.9 | 0
7:00 | 31.9 | 92.5 | 0 | 90.6 | 285.2 | 294.4 | 292.3 | 37.6 | 0
8:00 | 40.9 | 105.5 | 0 | 104.6 | 286.2 | 296.1 | 294.1 | 0.3 | 0
9:00 | 49.2 | 121 | 0 | 130.5 | 287.2 | 296.1 | 294.7 | 0.3 | 0
10:00 | 56.1 | 140.8 | 0 | 140.9 | 288.1 | 296.2 | 295.2 | 0.2 | 0
11:00 | 60.2 | 166 | 0 | 149.1 | 289.1 | 296.7 | 295.7 | 0.3 | 0
noon | 60.2 | -166 | 0 | 150.4 | 290 | 297.1 | 296.3 | 0.1 | 0
13:00 | 56.1 | -140.8 | 0 | 149.6 | 290.6 | 297.3 | 296.7 | 0 | 0
14:00 | 49.2 | -121 | 0 | 133.5 | 291 | 297.2 | 296.5 | 0 | 0
15:00 | 40.9 | -105.5 | 0 | 111.8 | 291.1 | 297.3 | 296.2 | 0 | 0
16:00 | 31.9 | -92.5 | 0 | 113.1 | 290.9 | 297.2 | 295.9 | 0 | 0
17:00 | 22.8 | -80.8 | 25.1 | 93.4 | 290.2 | 296.9 | 295.6 | 0.1 | 0
18:00 | 14 | -69.7 | 50.8 | 67.2 | 289.3 | 296.5 | 295.3 | 0.2 | 0
19:00 | 5.8 | -58.4 | 47.8 | 41 | 288.3 | 296.4 | 294.6 | 0.1 | 0
20:00 | -1.4 | -46.7 | 0 | 0 | 287.4 | 296.3 | 293.5 | 0.2 | 0
21:00 | -7.3 | -34.3 | 0 | 0 | 286.4 | 296 | 293.2 | 0.2 | 0
22:00 | -11.6 | -21 | 0 | 0 | 285.7 | 296.1 | 292.6 | 0.4 | 0
23:00 | -13.8 | -7 | 0 | 0 | 284.8 | 296.2 | 292.4 | 0.4 | 0
July
| solar | solar | direct | diffuse | outdoor | indoor | window | heating | blinds
| altitude | azimuth | radiation | radiation | temp. | temp. | temp. | load | closed
| (degrees) | (degrees) | (W-h/m2) | (W-h/m2) | (K) | (K) | (K) | (W-h/m2) | (% time)
midnight | -15.9 | 7.2 | 0 | 0 | 286.4 | 295.1 | 292.3 | 15.5 | 0
1:00 | -13.7 | 21.5 | 0 | 0 | 286.1 | 294.8 | 292 | 18.9 | 0
2:00 | -9.3 | 35.1 | 0 | 0 | 285.6 | 294.5 | 291.6 | 19.2 | 0
3:00 | -3.3 | 47.8 | 0 | 0 | 285.3 | 294.3 | 291.4 | 17.6 | 0
4:00 | 4 | 59.7 | 7.4 | 13.9 | 285.5 | 294.3 | 291.6 | 18.4 | 0
5:00 | 12.3 | 71 | 22.1 | 43.4 | 285.8 | 294.6 | 292.4 | 16.3 | 0
6:00 | 21.1 | 82.3 | 12.9 | 72.5 | 286.4 | 295.1 | 293 | 16.6 | 0
7:00 | 30.2 | 94.1 | 0 | 90.2 | 286.8 | 295.5 | 293.5 | 14.6 | 0
8:00 | 39.2 | 107.3 | 0 | 107.5 | 287.6 | 296.8 | 295.1 | 0 | 0
9:00 | 47.4 | 122.8 | 0 | 130 | 288.7 | 297 | 295.6 | 0 | 0
10:00 | 54.2 | 142.4 | 0 | 152.9 | 289.7 | 297.1 | 296.4 | 0 | 0
11:00 | 58.1 | 166.6 | 0 | 166.1 | 290.7 | 297.4 | 296.9 | 0 | 0
noon | 58.1 | -166.6 | 0 | 174.3 | 291.7 | 297.7 | 297.6 | 0 | 0
13:00 | 54.2 | -142.4 | 0 | 161.4 | 292.5 | 297.9 | 297.6 | 0 | 0
14:00 | 47.4 | -122.8 | 0 | 145.3 | 292.9 | 297.4 | 297.4 | 0 | 0
15:00 | 39.2 | -107.3 | 0 | 120.5 | 293 | 297.3 | 297.3 | 0 | 0
16:00 | 30.2 | -94.1 | 0 | 114.7 | 292.8 | 297.3 | 297.1 | 0 | 0
17:00 | 21.1 | -82.3 | 18.9 | 91.1 | 292.4 | 297.4 | 296.7 | 0 | 0
18:00 | 12.3 | -71 | 59.5 | 68.5 | 291.5 | 297.5 | 296.7 | 0 | 0
19:00 | 4 | -59.7 | 57.7 | 35.1 | 290.4 | 297.3 | 296.1 | 0 | 0
20:00 | -3.3 | -47.8 | 0 | 0 | 289.3 | 297.1 | 294.5 | 0 | 0
21:00 | -9.3 | -35.1 | 0 | 0 | 288.4 | 297.1 | 294.2 | 0 | 0
22:00 | -13.7 | -21.5 | 0 | 0 | 287.5 | 296.8 | 294 | 0.1 | 0
23:00 | -15.9 | -7.2 | 0 | 0 | 286.8 | 297 | 293.5 | 0 | 0
August
| solar | solar | direct | diffuse | outdoor | indoor | window | heating | blinds
| altitude | azimuth | radiation | radiation | temp. | temp. | temp. | load | closed
| (degrees) | (degrees) | (W-h/m2) | (W-h/m2) | (K) | (K) | (K) | (W-h/m2) | (% time)
midnight | -23.7 | 7.9 | 0 | 0 | 286.4 | 294.9 | 292.1 | 13.5 | 0
1:00 | -21.3 | 23.5 | 0 | 0 | 286 | 294.6 | 291.8 | 14.8 | 0
2:00 | -16.6 | 38.1 | 0 | 0 | 285.9 | 294.4 | 291.6 | 16.4 | 0
3:00 | -10.1 | 51.6 | 0 | 0 | 285.4 | 294.3 | 291.4 | 17.6 | 0
4:00 | -2.4 | 64.1 | 0 | 0 | 285.1 | 294.2 | 291.2 | 19.8 | 0
5:00 | 6 | 75.9 | 12.7 | 19 | 285.3 | 294.3 | 291.6 | 18.8 | 0
6:00 | 15.1 | 87.6 | 5.8 | 45.6 | 285.9 | 294.6 | 292.2 | 17.7 | 0
7:00 | 24.2 | 99.7 | 0 | 76 | 286.5 | 295.2 | 293 | 17.7 | 0
8:00 | 32.9 | 113.1 | 0 | 96.4 | 287.3 | 296.7 | 294.8 | 0 | 0
9:00 | 40.7 | 128.5 | 0 | 119 | 288.2 | 297.1 | 295.2 | 0 | 0
10:00 | 46.9 | 146.9 | 0 | 144.3 | 289.3 | 296.8 | 295.8 | 0 | 0
11:00 | 50.3 | 168.5 | 0 | 156.9 | 290.4 | 297.1 | 296.3 | 0 | 0
noon | 50.3 | -168.5 | 0 | 169.1 | 291.3 | 297.2 | 297.1 | 0 | 0
13:00 | 46.9 | -146.9 | 0 | 150.2 | 292 | 297.4 | 297.3 | 0 | 0
14:00 | 40.7 | -128.5 | 0 | 130.8 | 292.5 | 297.5 | 297.2 | 0 | 0
15:00 | 32.9 | -113.1 | 0 | 103.7 | 292.6 | 297.6 | 296.9 | 0 | 0
16:00 | 24.2 | -99.7 | 0 | 76.7 | 292.2 | 297.6 | 296.4 | 0 | 0
17:00 | 15.1 | -87.6 | 6.3 | 56.4 | 291.7 | 297.5 | 296 | 0 | 0
18:00 | 6 | -75.9 | 24.9 | 35.1 | 290.9 | 297.3 | 295.7 | 0 | 0
19:00 | -2.4 | -64.1 | 0 | 6 | 289.9 | 297.1 | 295 | 0 | 0
20:00 | -10.1 | -51.6 | 0 | 0 | 289 | 297.1 | 294.4 | 0 | 0
21:00 | -16.6 | -38.1 | 0 | 0 | 288.1 | 297.1 | 294 | 0 | 0
22:00 | -21.3 | -23.5 | 0 | 0 | 287.3 | 296.5 | 293.7 | 0 | 0
23:00 | -23.7 | -7.9 | 0 | 0 | 286.6 | 296.7 | 293.4 | 0 | 0
September
| solar | solar | direct | diffuse | outdoor | indoor | window | heating | blinds
| altitude | azimuth | radiation | radiation | temp. | temp. | temp. | load | closed
| (degrees) | (degrees) | (W-h/m2) | (W-h/m2) | (K) | (K) | (K) | (W-h/m2) | (% time)
midnight | -35.1 | 9.1 | 0 | 0 | 284.9 | 294.9 | 291.7 | 42.1 | 0
1:00 | -32.3 | 26.9 | 0 | 0 | 284.8 | 294.6 | 291.4 | 42.2 | 0
2:00 | -27.1 | 43.1 | 0 | 0 | 284.5 | 294.5 | 291.2 | 41.7 | 0
3:00 | -20 | 57.5 | 0 | 0 | 284.3 | 294.4 | 291.1 | 41.2 | 0
4:00 | -11.8 | 70.6 | 0 | 0 | 284.1 | 294.3 | 291 | 41.9 | 0
5:00 | -3 | 82.8 | 0 | 0.3 | 284 | 294.2 | 290.9 | 44 | 0
6:00 | 6 | 94.7 | 0 | 19.9 | 284.3 | 294.3 | 291.2 | 41.9 | 0
7:00 | 15 | 107 | 0 | 44.4 | 284.7 | 294.5 | 291.7 | 36.9 | 0
8:00 | 23.3 | 120.2 | 0 | 67.9 | 285.4 | 297 | 293.4 | 0.4 | 0
9:00 | 30.6 | 135 | 0 | 89.9 | 286.1 | 296.9 | 294.1 | 0.5 | 0
10:00 | 36 | 151.7 | 0 | 104.9 | 286.8 | 296.9 | 294.7 | 0.4 | 0
11:00 | 39 | 170.3 | 0 | 105.9 | 287.6 | 296.9 | 295 | 0.2 | 0
noon | 39 | -170.3 | 0 | 104.9 | 288.3 | 297 | 295.2 | 0.1 | 0
13:00 | 36 | -151.7 | 0 | 101.4 | 288.9 | 297.1 | 295.4 | 0.1 | 0
14:00 | 30.6 | -135 | 0 | 92.6 | 289.4 | 297.1 | 295.4 | 0.1 | 0
15:00 | 23.3 | -120.2 | 0 | 73.2 | 289.5 | 297.1 | 295.3 | 0.1 | 0
16:00 | 15 | -107 | 0 | 44.6 | 289.3 | 297.1 | 294.8 | 0.1 | 0
17:00 | 6 | -94.7 | 0 | 23.9 | 288.6 | 296.8 | 294.4 | 0.1 | 0
18:00 | -3 | -82.8 | 0 | 2.4 | 287.8 | 297 | 293.9 | 0.2 | 0
19:00 | -11.8 | -70.6 | 0 | 0 | 287.1 | 296.5 | 293.9 | 0.4 | 0
20:00 | -20 | -57.5 | 0 | 0 | 286.5 | 296.6 | 293.4 | 0.6 | 0
21:00 | -27.1 | -43.1 | 0 | 0 | 285.9 | 296.6 | 293 | 0.5 | 0
22:00 | -32.3 | -26.9 | 0 | 0 | 285.3 | 296.7 | 293 | 0.6 | 0
23:00 | -35.1 | -9.1 | 0 | 0 | 285 | 296.6 | 292.9 | 0.6 | 0
October
| solar | solar | direct | diffuse | outdoor | indoor | window | heating | blinds
| altitude | azimuth | radiation | radiation | temp. | temp. | temp. | load | closed
| (degrees) | (degrees) | (W-h/m2) | (W-h/m2) | (K) | (K) | (K) | (W-h/m2) | (% time)
midnight | -47 | 10.8 | 0 | 0 | 282.1 | 294.3 | 290.3 | 57.4 | 0
1:00 | -43.7 | 31.4 | 0 | 0 | 282.1 | 294.2 | 290.2 | 56.5 | 0
2:00 | -37.8 | 49.3 | 0 | 0 | 282 | 294.1 | 290.1 | 57.9 | 0
3:00 | -30.1 | 64.6 | 0 | 0 | 281.8 | 294.1 | 290.1 | 58.8 | 0
4:00 | -21.5 | 78 | 0 | 0 | 281.8 | 294.1 | 290.1 | 60.3 | 0
5:00 | -12.4 | 90.2 | 0 | 0 | 281.7 | 294.1 | 290 | 65.1 | 0
6:00 | -3.4 | 102 | 0 | 0.8 | 281.8 | 294.1 | 290.1 | 65.8 | 0
7:00 | 5.2 | 114 | 0 | 16.8 | 282.2 | 294.1 | 290.4 | 64.5 | 0
8:00 | 13 | 126.6 | 0 | 37.6 | 282.6 | 296.1 | 291.7 | 0.6 | 0
9:00 | 19.7 | 140.4 | 0 | 61.3 | 283.3 | 296.1 | 292.6 | 1 | 0
10:00 | 24.5 | 155.5 | 0 | 70.4 | 283.9 | 296.2 | 292.9 | 0.7 | 0
11:00 | 27.1 | 171.7 | 0 | 81.3 | 284.6 | 296.2 | 293 | 0.7 | 0
noon | 27.1 | -171.7 | 0 | 79 | 285.1 | 296.1 | 293.4 | 0.9 | 0
13:00 | 24.5 | -155.5 | 0 | 65.6 | 285.4 | 296.2 | 293.2 | 0.7 | 0
14:00 | 19.7 | -140.4 | 0 | 49.7 | 285.5 | 296.4 | 293.1 | 0.6 | 0
15:00 | 13 | -126.6 | 0 | 33.4 | 285.3 | 295.9 | 293 | 0.5 | 0
16:00 | 5.2 | -114 | 0 | 14.6 | 284.7 | 296.2 | 292.3 | 0.5 | 0
17:00 | -3.4 | -102 | 0 | 0.4 | 284.1 | 296.2 | 292.1 | 0.6 | 0
18:00 | -12.4 | -90.2 | 0 | 0 | 283.5 | 295.9 | 291.9 | 0.8 | 0
19:00 | -21.5 | -78 | 0 | 0 | 283.1 | 295.9 | 291.7 | 0.6 | 0
20:00 | -30.1 | -64.6 | 0 | 0 | 282.8 | 296 | 291.7 | 0.6 | 0
21:00 | -37.8 | -49.3 | 0 | 0 | 282.5 | 296.1 | 291.6 | 0.7 | 0
22:00 | -43.7 | -31.4 | 0 | 0 | 282.4 | 295.9 | 291.6 | 0.6 | 0
23:00 | -47 | -10.8 | 0 | 0 | 282.2 | 296.1 | 291.3 | 0.6 | 0
November
| solar | solar | direct | diffuse | outdoor | indoor | window | heating | blinds
| altitude | azimuth | radiation | radiation | temp. | temp. | temp. | load | closed
| (degrees) | (degrees) | (W-h/m2) | (W-h/m2) | (K) | (K) | (K) | (W-h/m2) | (% time)
midnight | -56.2 | 12.8 | 0 | 0 | 278.9 | 294.1 | 289.1 | 102.8 | 0
1:00 | -52.4 | 36.3 | 0 | 0 | 278.8 | 294.1 | 289.1 | 103.6 | 0
2:00 | -45.8 | 55.6 | 0 | 0 | 278.6 | 294.1 | 289.1 | 109.8 | 0
3:00 | -37.7 | 71.1 | 0 | 0 | 278.5 | 294.1 | 289 | 106.2 | 0
4:00 | -28.8 | 84.3 | 0 | 0 | 278.4 | 294.1 | 289 | 102.1 | 0
5:00 | -19.7 | 96.2 | 0 | 0 | 278.4 | 294.1 | 289 | 105.6 | 0
6:00 | -10.7 | 107.7 | 0 | 0 | 278.3 | 294.1 | 289 | 105.9 | 0
7:00 | -2.4 | 119.2 | 0 | 1 | 278.2 | 294.1 | 288.9 | 106.5 | 0
8:00 | 5 | 131.2 | 0 | 16 | 278.4 | 295.1 | 290.3 | 1.6 | 0
9:00 | 11.1 | 144.1 | 0 | 30.1 | 278.8 | 295.8 | 290.6 | 1.5 | 0
10:00 | 15.5 | 157.9 | 0 | 45.9 | 279.2 | 296.2 | 290.7 | 1.7 | 0
11:00 | 17.8 | 172.5 | 0 | 57.8 | 279.7 | 295.6 | 291.3 | 2 | 0
noon | 17.8 | -172.5 | 0 | 55.3 | 280.1 | 295.9 | 291.2 | 1.6 | 0
13:00 | 15.5 | -157.9 | 0 | 47.3 | 280.3 | 296.2 | 291.3 | 1.6 | 0
14:00 | 11.1 | -144.1 | 0 | 30.2 | 280.4 | 295.4 | 291.3 | 2 | 0
15:00 | 5 | -131.2 | 0 | 12.9 | 280.2 | 295.8 | 290.9 | 1.4 | 0
16:00 | -2.4 | -119.2 | 0 | 0 | 280 | 295.7 | 290.8 | 1.4 | 0
17:00 | -10.7 | -107.7 | 0 | 0 | 279.7 | 295.8 | 290.4 | 1.3 | 0
18:00 | -19.7 | -96.2 | 0 | 0 | 279.6 | 295.8 | 290.3 | 1.5 | 0
19:00 | -28.8 | -84.3 | 0 | 0 | 279.4 | 295.7 | 290.4 | 1.3 | 0
20:00 | -37.7 | -71.1 | 0 | 0 | 279.4 | 296.2 | 290.2 | 1.5 | 0
21:00 | -45.8 | -55.6 | 0 | 0 | 279.2 | 296 | 290.5 | 1.6 | 0
22:00 | -52.4 | -36.3 | 0 | 0 | 279 | 295.9 | 290.3 | 1.4 | 0
23:00 | -56.2 | -12.8 | 0 | 0 | 278.8 | 296.2 | 290.5 | 1.5 | 0
December
| solar | solar | direct | diffuse | outdoor | indoor | window | heating | blinds
| altitude | azimuth | radiation | radiation | temp. | temp. | temp. | load | closed
| (degrees) | (degrees) | (W-h/m2) | (W-h/m2) | (K) | (K) | (K) | (W-h/m2) | (% time)
midnight | -60.2 | 13.9 | 0 | 0 | 276.9 | 294.1 | 288.5 | 108 | 0
1:00 | -56.1 | 39.1 | 0 | 0 | 276.8 | 294.1 | 288.5 | 111.6 | 0
2:00 | -49.2 | 58.9 | 0 | 0 | 276.8 | 294.1 | 288.5 | 112 | 0
3:00 | -40.9 | 74.4 | 0 | 0 | 276.8 | 294.1 | 288.5 | 112 | 0
4:00 | -31.9 | 87.4 | 0 | 0 | 276.9 | 294.1 | 288.5 | 109.3 | 0
5:00 | -22.8 | 99.1 | 0 | 0 | 277 | 294.1 | 288.5 | 112.3 | 0
6:00 | -14 | 110.2 | 0 | 0 | 276.9 | 294.1 | 288.5 | 109.5 | 0
7:00 | -5.8 | 121.5 | 0 | 0 | 276.9 | 294.1 | 288.5 | 106.7 | 0
8:00 | 1.4 | 133.2 | 0 | 1.8 | 277.1 | 294.9 | 290.6 | 1.7 | 0
9:00 | 7.3 | 145.7 | 0 | 14.9 | 277.3 | 295.8 | 289.7 | 2 | 0
10:00 | 11.6 | 158.9 | 0 | 28.6 | 277.7 | 296.4 | 290.1 | 2 | 0
11:00 | 13.8 | 172.9 | 0 | 36.8 | 277.9 | 295.9 | 290.5 | 2.4 | 0
noon | 13.8 | -172.9 | 0 | 37.9 | 278.2 | 296.1 | 290.6 | 2.2 | 0
13:00 | 11.6 | -158.9 | 0 | 29 | 278.4 | 295.8 | 290.5 | 2 | 0
14:00 | 7.3 | -145.7 | 0 | 18.1 | 278.3 | 295.9 | 290.3 | 1.8 | 0
15:00 | 1.4 | -133.2 | 0 | 4.7 | 278.2 | 296 | 290.1 | 1.7 | 0
16:00 | -5.8 | -121.5 | 0 | 0 | 277.8 | 296.2 | 290 | 2 | 0
17:00 | -14 | -110.2 | 0 | 0 | 277.7 | 296.1 | 290.1 | 1.8 | 0
18:00 | -22.8 | -99.1 | 0 | 0 | 277.5 | 295.9 | 289.8 | 2.1 | 0
19:00 | -31.9 | -87.4 | 0 | 0 | 277.5 | 296.1 | 289.6 | 1.9 | 0
20:00 | -40.9 | -74.4 | 0 | 0 | 277.3 | 295.9 | 289.9 | 1.6 | 0
21:00 | -49.2 | -58.9 | 0 | 0 | 277.1 | 296.3 | 289.7 | 1.7 | 0
22:00 | -56.1 | -39.1 | 0 | 0 | 277.1 | 296.2 | 289.9 | 2 | 0
23:00 | -60.2 | -13.9 | 0 | 0 | 277 | 295.7 | 290.1 | 2.2 | 0

## Sheet35
Scenario Three (red)
Tue Dec 03 2019 23:17:22 GMT+0000 (Greenwich Mean Time)
Setup Information:
Building
Location | UK - London
Building length, side A | N/A
Building length, side B | N/A
Simulation Type
Simulation Type | one_sided
Window Description
Typology | dgu_nb
Glazing Type | clear
Window Area | 35%
Wall Description
Insulation R-Value | 99999999.9 m2-K/W
Occupancy
Type | Low-rise Residential
Occupancy Load | 0.000 people per m2
Lighting Requirements | 400 lux
Equipment Load | 0.00 W/m2
Room Ventilation
Air Change Rate per Occupant | 15.0 liters / sec per person
Total Air Change Rate | 0.0 roomfuls per hour
Lighting Control
Lighting Control | lights do not respond to daylight: all lights fully on while building is occupied
Representative Room
Orientation | north
Room Depth | 27 m
Room Width | 5 m
Room Height | 2.2 m
Thermal Mass
Thermal Mass | none
Overhang
Overhang Depth | 0 m
Roof
Roof Type | adiabatic roof
Simulation Results:
Primary Energy Use and CO2 Emissions
| heating | cooling | lighting | total | CO2
| energy | energy | energy | energy | emissions
| (kWh/m2) | (kWh/m2) | (kWh/m2) | (kWh/m2) | (kg/m2)
January | 33.8 | 0 | 7.3 | 41.1 | 8.2
February | 28.2 | 0 | 6.6 | 34.8 | 7
March | 32.1 | 0 | 7.3 | 39.4 | 7.9
April | 25.8 | 0 | 7.1 | 32.9 | 6.6
May | 18.7 | 0 | 7.3 | 26 | 5.2
June | 9.4 | 0 | 7.1 | 16.5 | 3.3
July | 4.2 | 0 | 7.3 | 11.5 | 2.3
August | 4.2 | 0 | 7.3 | 11.5 | 2.3
September | 10.1 | 0 | 7.1 | 17.2 | 3.4
October | 15.4 | 0 | 7.3 | 22.7 | 4.5
November | 26 | 0 | 7.1 | 33.1 | 6.6
December | 28.3 | 0 | 7.3 | 35.6 | 7.1
Total | 236.2 | 0 | 86.1 | 322.3 | 64.5 | yearly energy
January
| solar | solar | direct | diffuse | outdoor | indoor | window | heating | blinds
| altitude | azimuth | radiation | radiation | temp. | temp. | temp. | load | closed
| (degrees) | (degrees) | (W-h/m2) | (W-h/m2) | (K) | (K) | (K) | (W-h/m2) | (% time)
midnight | -58.1 | 13.3 | 0 | 0 | 275.9 | 294.1 | 288.2 | 135.3 | 0
1:00 | -54.2 | 37.6 | 0 | 0 | 275.8 | 294.1 | 288.2 | 134.6 | 0
2:00 | -47.5 | 57.1 | 0 | 0 | 275.8 | 294.1 | 288.2 | 133 | 0
3:00 | -39.2 | 72.7 | 0 | 0 | 275.7 | 294.1 | 288.1 | 128.9 | 0
4:00 | -30.2 | 85.8 | 0 | 0 | 275.6 | 294.1 | 288.1 | 131.6 | 0
5:00 | -21.1 | 97.6 | 0 | 0 | 275.6 | 294.1 | 288.1 | 131.4 | 0
6:00 | -12.3 | 108.9 | 0 | 0 | 275.5 | 294.1 | 288.1 | 129.1 | 0
7:00 | -4 | 120.3 | 0 | 0 | 275.5 | 294.1 | 288.1 | 127.9 | 0
8:00 | 3.3 | 132.2 | 0 | 5.1 | 275.7 | 294.6 | 290.2 | 2 | 0
9:00 | 9.3 | 144.9 | 0 | 20.2 | 276.1 | 295.5 | 289.5 | 2.3 | 0
10:00 | 13.6 | 158.4 | 0 | 34.6 | 276.5 | 295.9 | 289.8 | 2.5 | 0
11:00 | 15.9 | 172.7 | 0 | 40.5 | 276.7 | 296.1 | 290.2 | 2.4 | 0
noon | 15.9 | -172.7 | 0 | 42.7 | 277.2 | 296.1 | 290.3 | 2.6 | 0
13:00 | 13.6 | -158.4 | 0 | 38.1 | 277.6 | 295.6 | 290.4 | 2.9 | 0
14:00 | 9.3 | -144.9 | 0 | 26.7 | 277.5 | 295.8 | 290.1 | 2.3 | 0
15:00 | 3.3 | -132.2 | 0 | 13.2 | 277.3 | 295.7 | 289.9 | 2.4 | 0
16:00 | -4 | -120.3 | 0 | 0.6 | 277 | 295.8 | 289.7 | 2.2 | 0
17:00 | -12.3 | -108.9 | 0 | 0 | 276.8 | 295.6 | 289.6 | 2.7 | 0
18:00 | -21.1 | -97.6 | 0 | 0 | 276.5 | 295.7 | 289.6 | 2.7 | 0
19:00 | -30.2 | -85.8 | 0 | 0 | 276.3 | 295.7 | 289.5 | 2.2 | 0
20:00 | -39.2 | -72.7 | 0 | 0 | 276.1 | 295.8 | 289.4 | 2.5 | 0
21:00 | -47.5 | -57.1 | 0 | 0 | 276.1 | 295.9 | 289.4 | 2.4 | 0
22:00 | -54.2 | -37.6 | 0 | 0 | 276 | 295.8 | 289.2 | 2.7 | 0
23:00 | -58.1 | -13.3 | 0 | 0 | 275.9 | 295.7 | 289.2 | 2.6 | 0
February
| solar | solar | direct | diffuse | outdoor | indoor | window | heating | blinds
| altitude | azimuth | radiation | radiation | temp. | temp. | temp. | load | closed
| (degrees) | (degrees) | (W-h/m2) | (W-h/m2) | (K) | (K) | (K) | (W-h/m2) | (% time)
midnight | -50.4 | 11.4 | 0 | 0 | 275.4 | 294.1 | 288 | 115.4 | 0
1:00 | -46.9 | 33 | 0 | 0 | 275.3 | 294.1 | 288 | 110 | 0
2:00 | -40.8 | 51.4 | 0 | 0 | 275.2 | 294.1 | 288 | 114.2 | 0
3:00 | -32.9 | 66.9 | 0 | 0 | 275.2 | 294.1 | 288 | 120.8 | 0
4:00 | -24.2 | 80.2 | 0 | 0 | 275.2 | 294.1 | 288 | 122.8 | 0
5:00 | -15.1 | 92.3 | 0 | 0 | 275.1 | 294.1 | 287.9 | 127.4 | 0
6:00 | -6.1 | 104 | 0 | 0 | 275.1 | 294.1 | 287.9 | 127.2 | 0
7:00 | 2.4 | 115.9 | 0 | 2.3 | 275.1 | 294.1 | 288 | 130.9 | 0
8:00 | 10.1 | 128.3 | 0 | 20.6 | 275.5 | 294.9 | 290.1 | 2.4 | 0
9:00 | 16.5 | 141.8 | 0 | 40.4 | 276.1 | 295.9 | 289.7 | 2 | 0
10:00 | 21.2 | 156.4 | 0 | 55.1 | 276.7 | 296.1 | 290.2 | 2.9 | 0
11:00 | 23.7 | 172 | 0 | 60.6 | 277.3 | 295.6 | 290.7 | 3 | 0
noon | 23.7 | -172 | 0 | 65.1 | 277.9 | 296.1 | 290.7 | 2.3 | 0
13:00 | 21.2 | -156.4 | 0 | 57 | 278.4 | 295.8 | 290.7 | 2.5 | 0
14:00 | 16.5 | -141.8 | 0 | 53.5 | 278.5 | 295.8 | 290.9 | 2.3 | 0
15:00 | 10.1 | -128.3 | 0 | 36 | 278.3 | 296 | 290.6 | 2.5 | 0
16:00 | 2.4 | -115.9 | 0 | 14.5 | 277.7 | 295.6 | 290.1 | 2.4 | 0
17:00 | -6.1 | -104 | 0 | 0.3 | 277.1 | 295.7 | 289.5 | 2 | 0
18:00 | -15.1 | -92.3 | 0 | 0 | 276.7 | 295.9 | 289.4 | 2.2 | 0
19:00 | -24.2 | -80.2 | 0 | 0 | 276.3 | 296 | 289.3 | 2.4 | 0
20:00 | -32.9 | -66.9 | 0 | 0 | 276 | 295.9 | 289.1 | 2.4 | 0
21:00 | -40.8 | -51.4 | 0 | 0 | 275.7 | 296.1 | 289.2 | 2.2 | 0
22:00 | -46.9 | -33 | 0 | 0 | 275.5 | 296.1 | 289.4 | 2.3 | 0
23:00 | -50.4 | -11.4 | 0 | 0 | 275.4 | 296 | 289.3 | 2 | 0
March
| solar | solar | direct | diffuse | outdoor | indoor | window | heating | blinds
| altitude | azimuth | radiation | radiation | temp. | temp. | temp. | load | closed
| (degrees) | (degrees) | (W-h/m2) | (W-h/m2) | (K) | (K) | (K) | (W-h/m2) | (% time)
midnight | -39 | 9.6 | 0 | 0 | 276.9 | 294.1 | 288.5 | 127.1 | 0
1:00 | -36 | 28.2 | 0 | 0 | 276.8 | 294.1 | 288.5 | 131.3 | 0
2:00 | -30.6 | 45 | 0 | 0 | 276.7 | 294.1 | 288.4 | 135.5 | 0
3:00 | -23.4 | 59.7 | 0 | 0 | 276.5 | 294.1 | 288.4 | 128 | 0
4:00 | -15 | 72.9 | 0 | 0 | 276.3 | 294.1 | 288.3 | 129.3 | 0
5:00 | -6.1 | 85.2 | 0 | 0 | 276.4 | 294.1 | 288.3 | 124.1 | 0
6:00 | 2.9 | 97.1 | 0 | 4.1 | 276.6 | 294.1 | 288.4 | 116.5 | 0
7:00 | 11.8 | 109.3 | 0 | 24.9 | 276.9 | 294.1 | 288.8 | 113.1 | 0
8:00 | 20 | 122.4 | 0 | 48.1 | 277.4 | 295.8 | 290.2 | 1.6 | 0
9:00 | 27 | 136.9 | 0 | 66.7 | 278 | 296.1 | 290.7 | 2.2 | 0
10:00 | 32.2 | 153.1 | 0 | 85.8 | 278.8 | 296 | 291.3 | 2.1 | 0
11:00 | 35.1 | 170.8 | 0 | 100 | 279.8 | 296.1 | 291.7 | 1.7 | 0
noon | 35.1 | -170.8 | 0 | 101.7 | 280.5 | 296 | 292 | 2 | 0
13:00 | 32.2 | -153.1 | 0 | 93 | 281.2 | 295.7 | 292.2 | 1.6 | 0
14:00 | 27 | -136.9 | 0 | 79.8 | 281.5 | 296.2 | 291.9 | 1.4 | 0
15:00 | 20 | -122.4 | 0 | 58.9 | 281.4 | 295.7 | 291.8 | 1.8 | 0
16:00 | 11.8 | -109.3 | 0 | 34.5 | 280.9 | 295.9 | 291.4 | 1.7 | 0
17:00 | 2.9 | -97.1 | 0 | 15.4 | 280.1 | 295.7 | 291 | 2 | 0
18:00 | -6.1 | -85.2 | 0 | 0 | 279.4 | 295.6 | 290.5 | 1.9 | 0
19:00 | -15 | -72.9 | 0 | 0 | 278.7 | 295.6 | 290.4 | 1.9 | 0
20:00 | -23.4 | -59.7 | 0 | 0 | 278.2 | 295.7 | 290.2 | 2.3 | 0
21:00 | -30.6 | -45 | 0 | 0 | 277.8 | 295.7 | 290 | 2.7 | 0
22:00 | -36 | -28.2 | 0 | 0 | 277.3 | 295.9 | 289.7 | 2.3 | 0
23:00 | -39 | -9.6 | 0 | 0 | 277.1 | 296.4 | 289.7 | 2.3 | 0
April
| solar | solar | direct | diffuse | outdoor | indoor | window | heating | blinds
| altitude | azimuth | radiation | radiation | temp. | temp. | temp. | load | closed
| (degrees) | (degrees) | (W-h/m2) | (W-h/m2) | (K) | (K) | (K) | (W-h/m2) | (% time)
midnight | -27.1 | 8.3 | 0 | 0 | 278.5 | 294.1 | 289 | 105 | 0
1:00 | -24.5 | 24.4 | 0 | 0 | 278.2 | 294.1 | 288.9 | 102.8 | 0
2:00 | -19.7 | 39.5 | 0 | 0 | 278 | 294.1 | 288.9 | 104.4 | 0
3:00 | -13.1 | 53.3 | 0 | 0 | 277.7 | 294.1 | 288.8 | 106.5 | 0
4:00 | -5.2 | 66 | 0 | 0 | 277.4 | 294.1 | 288.7 | 105.4 | 0
5:00 | 3.4 | 78 | 3 | 8 | 277.6 | 294.1 | 288.8 | 104.3 | 0
6:00 | 12.4 | 89.8 | 0.4 | 33.9 | 278.1 | 294.1 | 289.2 | 107.3 | 0
7:00 | 21.5 | 102 | 0 | 60.7 | 278.8 | 294.1 | 289.8 | 103.8 | 0
8:00 | 30.1 | 115.3 | 0 | 79.7 | 279.5 | 296.6 | 291 | 1.4 | 0
9:00 | 37.7 | 130.6 | 0 | 102.3 | 280.6 | 296.1 | 291.7 | 2.4 | 0
10:00 | 43.7 | 148.5 | 0 | 121.4 | 281.5 | 296.2 | 292.4 | 2 | 0
11:00 | 47 | 169.1 | 0 | 133.9 | 282.5 | 295.7 | 292.8 | 1.7 | 0
noon | 47 | -169.1 | 0 | 135.6 | 283.5 | 296.1 | 293.4 | 1.3 | 0
13:00 | 43.7 | -148.5 | 0 | 127.4 | 284.2 | 296 | 293.4 | 1.2 | 0
14:00 | 37.7 | -130.6 | 0 | 116.3 | 284.7 | 296 | 293.4 | 1 | 0
15:00 | 30.1 | -115.3 | 0 | 86.8 | 285 | 296 | 293.5 | 0.9 | 0
16:00 | 21.5 | -102 | 0 | 66.8 | 284.7 | 296 | 292.8 | 0.8 | 0
17:00 | 12.4 | -89.8 | 0.5 | 41.3 | 283.9 | 295.8 | 292.5 | 1.1 | 0
18:00 | 3.4 | -78 | 12.3 | 16.4 | 283 | 295.9 | 291.8 | 1.2 | 0
19:00 | -5.2 | -66 | 0 | 0 | 282 | 296.1 | 291.2 | 0.9 | 0
20:00 | -13.1 | -53.3 | 0 | 0 | 281 | 295.9 | 291 | 1.3 | 0
21:00 | -19.7 | -39.5 | 0 | 0 | 280 | 296.1 | 290.8 | 1.5 | 0
22:00 | -24.5 | -24.4 | 0 | 0 | 279.3 | 296.1 | 290.6 | 1.7 | 0
23:00 | -27.1 | -8.3 | 0 | 0 | 278.6 | 295.5 | 290.4 | 2.1 | 0
May
| solar | solar | direct | diffuse | outdoor | indoor | window | heating | blinds
| altitude | azimuth | radiation | radiation | temp. | temp. | temp. | load | closed
| (degrees) | (degrees) | (W-h/m2) | (W-h/m2) | (K) | (K) | (K) | (W-h/m2) | (% time)
midnight | -17.9 | 7.4 | 0 | 0 | 281 | 294.1 | 289.8 | 74.9 | 0
1:00 | -15.5 | 22 | 0 | 0 | 280.8 | 294.1 | 289.7 | 75.6 | 0
2:00 | -11.1 | 35.8 | 0 | 0 | 280.5 | 294.1 | 289.7 | 76.1 | 0
3:00 | -5 | 48.7 | 0 | 0 | 280.2 | 294.1 | 289.5 | 74.7 | 0
4:00 | 2.4 | 60.8 | 12.8 | 10.9 | 280.2 | 294.1 | 289.8 | 76.7 | 0
5:00 | 10.7 | 72.3 | 41.5 | 40.6 | 280.5 | 294.1 | 290.5 | 75.7 | 0
6:00 | 19.6 | 83.7 | 18 | 62.9 | 280.9 | 294.1 | 290.6 | 75.9 | 0
7:00 | 28.7 | 95.6 | 0 | 84.8 | 281.8 | 294.1 | 291 | 67.3 | 0
8:00 | 37.6 | 108.8 | 0 | 101.3 | 282.7 | 295.7 | 292.7 | 0.9 | 0
9:00 | 45.8 | 124.4 | 0 | 131.7 | 283.7 | 296.1 | 293.3 | 0.9 | 0
10:00 | 52.4 | 143.6 | 0 | 145.9 | 284.8 | 296.1 | 293.9 | 0.7 | 0
11:00 | 56.2 | 167.2 | 0 | 152.2 | 285.8 | 296 | 294.2 | 0.4 | 0
noon | 56.2 | -167.2 | 0 | 145.7 | 286.8 | 296.2 | 294.5 | 0.4 | 0
13:00 | 52.4 | -143.6 | 0 | 137.1 | 287.6 | 296.5 | 294.9 | 0.3 | 0
14:00 | 45.8 | -124.4 | 0 | 134.2 | 288 | 296.2 | 295.1 | 0.4 | 0
15:00 | 37.6 | -108.8 | 0 | 116.3 | 288 | 296 | 294.8 | 0.3 | 0
16:00 | 28.7 | -95.6 | 0 | 97.6 | 287.9 | 296.2 | 294.4 | 0.3 | 0
17:00 | 19.6 | -83.7 | 19 | 74.3 | 287.3 | 296.1 | 293.9 | 0.3 | 0
18:00 | 10.7 | -72.3 | 47.9 | 48.7 | 286.3 | 295.8 | 294 | 0.3 | 0
19:00 | 2.4 | -60.8 | 25.2 | 18.1 | 285.1 | 295.9 | 292.8 | 0.4 | 0
20:00 | -5 | -48.7 | 0 | 0 | 284 | 296.3 | 292.1 | 0.4 | 0
21:00 | -11.1 | -35.8 | 0 | 0 | 283.1 | 295.9 | 291.9 | 0.5 | 0
22:00 | -15.5 | -22 | 0 | 0 | 282.3 | 296 | 291.3 | 0.7 | 0
23:00 | -17.9 | -7.4 | 0 | 0 | 281.5 | 296 | 291.1 | 1 | 0
June
| solar | solar | direct | diffuse | outdoor | indoor | window | heating | blinds
| altitude | azimuth | radiation | radiation | temp. | temp. | temp. | load | closed
| (degrees) | (degrees) | (W-h/m2) | (W-h/m2) | (K) | (K) | (K) | (W-h/m2) | (% time)
midnight | -13.8 | 7 | 0 | 0 | 284.5 | 294.1 | 291 | 42.1 | 0
1:00 | -11.6 | 21 | 0 | 0 | 284.2 | 294.1 | 290.9 | 41.2 | 0
2:00 | -7.3 | 34.3 | 0 | 0 | 283.9 | 294.1 | 290.7 | 37.9 | 0
3:00 | -1.4 | 46.7 | 0 | 0 | 283.6 | 294.1 | 290.6 | 36.9 | 0
4:00 | 5.8 | 58.4 | 47 | 27.4 | 283.7 | 294.2 | 291.6 | 38.1 | 0
5:00 | 14 | 69.7 | 54.6 | 52.4 | 284.2 | 294.3 | 292.1 | 37.8 | 0
6:00 | 22.8 | 80.8 | 26.7 | 76.8 | 284.6 | 294.4 | 292.1 | 38.8 | 0
7:00 | 31.9 | 92.5 | 0 | 90.6 | 285.2 | 294.4 | 292.3 | 37.6 | 0
8:00 | 40.9 | 105.5 | 0 | 104.6 | 286.2 | 296.1 | 294.1 | 0.3 | 0
9:00 | 49.2 | 121 | 0 | 130.5 | 287.2 | 296.2 | 294.8 | 0.3 | 0
10:00 | 56.1 | 140.8 | 0 | 140.9 | 288.1 | 296.2 | 295.2 | 0.2 | 0
11:00 | 60.2 | 166 | 0 | 149.1 | 289.1 | 296.8 | 295.8 | 0.3 | 0
noon | 60.2 | -166 | 0 | 150.4 | 290 | 297.2 | 296.3 | 0.1 | 0
13:00 | 56.1 | -140.8 | 0 | 149.6 | 290.6 | 297.5 | 296.7 | 0 | 0
14:00 | 49.2 | -121 | 0 | 133.5 | 291 | 297.3 | 296.5 | 0 | 0
15:00 | 40.9 | -105.5 | 0 | 111.8 | 291.1 | 297.3 | 296.3 | 0 | 0
16:00 | 31.9 | -92.5 | 0 | 113.1 | 290.9 | 296.8 | 296.1 | 0 | 0
17:00 | 22.8 | -80.8 | 25.1 | 93.4 | 290.2 | 296.8 | 295.7 | 0.1 | 0
18:00 | 14 | -69.7 | 50.8 | 67.2 | 289.3 | 296.5 | 295.3 | 0.2 | 0
19:00 | 5.8 | -58.4 | 47.8 | 41 | 288.3 | 296.5 | 294.7 | 0.1 | 0
20:00 | -1.4 | -46.7 | 0 | 0 | 287.4 | 296.3 | 293.4 | 0.3 | 0
21:00 | -7.3 | -34.3 | 0 | 0 | 286.4 | 296.2 | 293.1 | 0.2 | 0
22:00 | -11.6 | -21 | 0 | 0 | 285.7 | 295.8 | 292.7 | 0.4 | 0
23:00 | -13.8 | -7 | 0 | 0 | 284.8 | 296.2 | 292.3 | 0.4 | 0
July
| solar | solar | direct | diffuse | outdoor | indoor | window | heating | blinds
| altitude | azimuth | radiation | radiation | temp. | temp. | temp. | load | closed
| (degrees) | (degrees) | (W-h/m2) | (W-h/m2) | (K) | (K) | (K) | (W-h/m2) | (% time)
midnight | -15.9 | 7.2 | 0 | 0 | 286.4 | 295.1 | 292.3 | 15.4 | 0
1:00 | -13.7 | 21.5 | 0 | 0 | 286.1 | 294.8 | 291.9 | 19 | 0
2:00 | -9.3 | 35.1 | 0 | 0 | 285.6 | 294.5 | 291.6 | 19.2 | 0
3:00 | -3.3 | 47.8 | 0 | 0 | 285.3 | 294.3 | 291.3 | 17.7 | 0
4:00 | 4 | 59.7 | 7.4 | 13.9 | 285.5 | 294.3 | 291.6 | 18.4 | 0
5:00 | 12.3 | 71 | 22.1 | 43.4 | 285.8 | 294.6 | 292.3 | 16.3 | 0
6:00 | 21.1 | 82.3 | 12.9 | 72.5 | 286.4 | 295.1 | 293 | 16.6 | 0
7:00 | 30.2 | 94.1 | 0 | 90.2 | 286.8 | 295.5 | 293.6 | 14.6 | 0
8:00 | 39.2 | 107.3 | 0 | 107.5 | 287.6 | 296.8 | 295.2 | 0 | 0
9:00 | 47.4 | 122.8 | 0 | 130 | 288.7 | 297 | 295.6 | 0 | 0
10:00 | 54.2 | 142.4 | 0 | 152.9 | 289.7 | 297.2 | 296.4 | 0 | 0
11:00 | 58.1 | 166.6 | 0 | 166.1 | 290.7 | 297.6 | 297 | 0 | 0
noon | 58.1 | -166.6 | 0 | 174.3 | 291.7 | 297.5 | 297.6 | 0 | 0
13:00 | 54.2 | -142.4 | 0 | 161.4 | 292.5 | 297.7 | 297.8 | 0 | 0
14:00 | 47.4 | -122.8 | 0 | 145.3 | 292.9 | 297.5 | 297.5 | 0 | 0
15:00 | 39.2 | -107.3 | 0 | 120.5 | 293 | 297.4 | 297.2 | 0 | 0
16:00 | 30.2 | -94.1 | 0 | 114.7 | 292.8 | 297.3 | 297.1 | 0 | 0
17:00 | 21.1 | -82.3 | 18.9 | 91.1 | 292.4 | 297.4 | 296.8 | 0 | 0
18:00 | 12.3 | -71 | 59.5 | 68.5 | 291.5 | 297.4 | 296.8 | 0 | 0
19:00 | 4 | -59.7 | 57.7 | 35.1 | 290.4 | 297.3 | 296.1 | 0 | 0
20:00 | -3.3 | -47.8 | 0 | 0 | 289.3 | 297 | 294.5 | 0 | 0
21:00 | -9.3 | -35.1 | 0 | 0 | 288.4 | 296.9 | 294.2 | 0 | 0
22:00 | -13.7 | -21.5 | 0 | 0 | 287.5 | 296.8 | 293.9 | 0.1 | 0
23:00 | -15.9 | -7.2 | 0 | 0 | 286.8 | 296.9 | 293.6 | 0 | 0
August
| solar | solar | direct | diffuse | outdoor | indoor | window | heating | blinds
| altitude | azimuth | radiation | radiation | temp. | temp. | temp. | load | closed
| (degrees) | (degrees) | (W-h/m2) | (W-h/m2) | (K) | (K) | (K) | (W-h/m2) | (% time)
midnight | -23.7 | 7.9 | 0 | 0 | 286.4 | 294.9 | 292.1 | 13.5 | 0
1:00 | -21.3 | 23.5 | 0 | 0 | 286 | 294.6 | 291.8 | 14.8 | 0
2:00 | -16.6 | 38.1 | 0 | 0 | 285.9 | 294.4 | 291.6 | 16.4 | 0
3:00 | -10.1 | 51.6 | 0 | 0 | 285.4 | 294.3 | 291.4 | 17.6 | 0
4:00 | -2.4 | 64.1 | 0 | 0 | 285.1 | 294.2 | 291.2 | 19.9 | 0
5:00 | 6 | 75.9 | 12.7 | 19 | 285.3 | 294.3 | 291.6 | 18.8 | 0
6:00 | 15.1 | 87.6 | 5.8 | 45.6 | 285.9 | 294.6 | 292.2 | 17.7 | 0
7:00 | 24.2 | 99.7 | 0 | 76 | 286.5 | 295.1 | 293 | 17.7 | 0
8:00 | 32.9 | 113.1 | 0 | 96.4 | 287.3 | 296.7 | 294.8 | 0 | 0
9:00 | 40.7 | 128.5 | 0 | 119 | 288.2 | 297.1 | 295.2 | 0 | 0
10:00 | 46.9 | 146.9 | 0 | 144.3 | 289.3 | 297 | 295.8 | 0 | 0
11:00 | 50.3 | 168.5 | 0 | 156.9 | 290.4 | 297.2 | 296.3 | 0 | 0
noon | 50.3 | -168.5 | 0 | 169.1 | 291.3 | 297.2 | 297.1 | 0 | 0
13:00 | 46.9 | -146.9 | 0 | 150.2 | 292 | 297.4 | 297.4 | 0 | 0
14:00 | 40.7 | -128.5 | 0 | 130.8 | 292.5 | 297.3 | 297.2 | 0 | 0
15:00 | 32.9 | -113.1 | 0 | 103.7 | 292.6 | 297.6 | 296.9 | 0 | 0
16:00 | 24.2 | -99.7 | 0 | 76.7 | 292.2 | 297.4 | 296.5 | 0 | 0
17:00 | 15.1 | -87.6 | 6.3 | 56.4 | 291.7 | 297.5 | 296 | 0 | 0
18:00 | 6 | -75.9 | 24.9 | 35.1 | 290.9 | 297.3 | 295.8 | 0 | 0
19:00 | -2.4 | -64.1 | 0 | 6 | 289.9 | 296.9 | 295 | 0 | 0
20:00 | -10.1 | -51.6 | 0 | 0 | 289 | 297.1 | 294.4 | 0 | 0
21:00 | -16.6 | -38.1 | 0 | 0 | 288.1 | 297.1 | 294.1 | 0 | 0
22:00 | -21.3 | -23.5 | 0 | 0 | 287.3 | 296.7 | 293.7 | 0 | 0
23:00 | -23.7 | -7.9 | 0 | 0 | 286.6 | 296.6 | 293.4 | 0 | 0
September
| solar | solar | direct | diffuse | outdoor | indoor | window | heating | blinds
| altitude | azimuth | radiation | radiation | temp. | temp. | temp. | load | closed
| (degrees) | (degrees) | (W-h/m2) | (W-h/m2) | (K) | (K) | (K) | (W-h/m2) | (% time)
midnight | -35.1 | 9.1 | 0 | 0 | 284.9 | 295 | 291.7 | 42.1 | 0
1:00 | -32.3 | 26.9 | 0 | 0 | 284.8 | 294.7 | 291.4 | 42.2 | 0
2:00 | -27.1 | 43.1 | 0 | 0 | 284.5 | 294.5 | 291.2 | 41.7 | 0
3:00 | -20 | 57.5 | 0 | 0 | 284.3 | 294.4 | 291.1 | 41.2 | 0
4:00 | -11.8 | 70.6 | 0 | 0 | 284.1 | 294.3 | 291 | 41.9 | 0
5:00 | -3 | 82.8 | 0 | 0.3 | 284 | 294.2 | 290.9 | 44 | 0
6:00 | 6 | 94.7 | 0 | 19.9 | 284.3 | 294.3 | 291.2 | 41.9 | 0
7:00 | 15 | 107 | 0 | 44.4 | 284.7 | 294.5 | 291.7 | 36.9 | 0
8:00 | 23.3 | 120.2 | 0 | 67.9 | 285.4 | 297 | 293.4 | 0.4 | 0
9:00 | 30.6 | 135 | 0 | 89.9 | 286.1 | 296.9 | 294.1 | 0.5 | 0
10:00 | 36 | 151.7 | 0 | 104.9 | 286.8 | 296.8 | 294.7 | 0.4 | 0
11:00 | 39 | 170.3 | 0 | 105.9 | 287.6 | 297 | 294.9 | 0.2 | 0
noon | 39 | -170.3 | 0 | 104.9 | 288.3 | 297 | 295.1 | 0.1 | 0
13:00 | 36 | -151.7 | 0 | 101.4 | 288.9 | 297 | 295.3 | 0.2 | 0
14:00 | 30.6 | -135 | 0 | 92.6 | 289.4 | 297.1 | 295.5 | 0.1 | 0
15:00 | 23.3 | -120.2 | 0 | 73.2 | 289.5 | 297.2 | 295.3 | 0.1 | 0
16:00 | 15 | -107 | 0 | 44.6 | 289.3 | 297.1 | 295 | 0.1 | 0
17:00 | 6 | -94.7 | 0 | 23.9 | 288.6 | 296.8 | 294.4 | 0.1 | 0
18:00 | -3 | -82.8 | 0 | 2.4 | 287.8 | 296.7 | 294 | 0.2 | 0
19:00 | -11.8 | -70.6 | 0 | 0 | 287.1 | 296.5 | 293.8 | 0.4 | 0
20:00 | -20 | -57.5 | 0 | 0 | 286.5 | 296.4 | 293.3 | 0.4 | 0
21:00 | -27.1 | -43.1 | 0 | 0 | 285.9 | 296.9 | 293 | 0.4 | 0
22:00 | -32.3 | -26.9 | 0 | 0 | 285.3 | 296.7 | 293 | 0.6 | 0
23:00 | -35.1 | -9.1 | 0 | 0 | 285 | 296.5 | 293 | 0.7 | 0
October
| solar | solar | direct | diffuse | outdoor | indoor | window | heating | blinds
| altitude | azimuth | radiation | radiation | temp. | temp. | temp. | load | closed
| (degrees) | (degrees) | (W-h/m2) | (W-h/m2) | (K) | (K) | (K) | (W-h/m2) | (% time)
midnight | -47 | 10.8 | 0 | 0 | 282.1 | 294.2 | 290.3 | 57.6 | 0
1:00 | -43.7 | 31.4 | 0 | 0 | 282.1 | 294.2 | 290.2 | 56.5 | 0
2:00 | -37.8 | 49.3 | 0 | 0 | 282 | 294.1 | 290.1 | 57.9 | 0
3:00 | -30.1 | 64.6 | 0 | 0 | 281.8 | 294.1 | 290.1 | 58.9 | 0
4:00 | -21.5 | 78 | 0 | 0 | 281.8 | 294.1 | 290.1 | 60.3 | 0
5:00 | -12.4 | 90.2 | 0 | 0 | 281.7 | 294.1 | 290 | 65.1 | 0
6:00 | -3.4 | 102 | 0 | 0.8 | 281.8 | 294.1 | 290.1 | 65.8 | 0
7:00 | 5.2 | 114 | 0 | 16.8 | 282.2 | 294.1 | 290.4 | 64.5 | 0
8:00 | 13 | 126.6 | 0 | 37.6 | 282.6 | 296.1 | 291.7 | 0.6 | 0
9:00 | 19.7 | 140.4 | 0 | 61.3 | 283.3 | 296 | 292.6 | 0.9 | 0
10:00 | 24.5 | 155.5 | 0 | 70.4 | 283.9 | 296.3 | 292.9 | 0.7 | 0
11:00 | 27.1 | 171.7 | 0 | 81.3 | 284.6 | 296.2 | 293.1 | 0.7 | 0
noon | 27.1 | -171.7 | 0 | 79 | 285.1 | 296.1 | 293.3 | 0.9 | 0
13:00 | 24.5 | -155.5 | 0 | 65.6 | 285.4 | 296.3 | 293.3 | 0.6 | 0
14:00 | 19.7 | -140.4 | 0 | 49.7 | 285.5 | 296.4 | 293 | 0.7 | 0
15:00 | 13 | -126.6 | 0 | 33.4 | 285.3 | 295.9 | 293.1 | 0.5 | 0
16:00 | 5.2 | -114 | 0 | 14.6 | 284.7 | 296.1 | 292.4 | 0.5 | 0
17:00 | -3.4 | -102 | 0 | 0.4 | 284.1 | 296.1 | 292.2 | 0.7 | 0
18:00 | -12.4 | -90.2 | 0 | 0 | 283.5 | 295.9 | 291.9 | 0.8 | 0
19:00 | -21.5 | -78 | 0 | 0 | 283.1 | 296.2 | 291.8 | 0.6 | 0
20:00 | -30.1 | -64.6 | 0 | 0 | 282.8 | 296.2 | 291.7 | 0.7 | 0
21:00 | -37.8 | -49.3 | 0 | 0 | 282.5 | 295.9 | 291.8 | 0.7 | 0
22:00 | -43.7 | -31.4 | 0 | 0 | 282.4 | 295.9 | 291.5 | 0.6 | 0
23:00 | -47 | -10.8 | 0 | 0 | 282.2 | 295.9 | 291.4 | 0.7 | 0
November
| solar | solar | direct | diffuse | outdoor | indoor | window | heating | blinds
| altitude | azimuth | radiation | radiation | temp. | temp. | temp. | load | closed
| (degrees) | (degrees) | (W-h/m2) | (W-h/m2) | (K) | (K) | (K) | (W-h/m2) | (% time)
midnight | -56.2 | 12.8 | 0 | 0 | 278.9 | 294.1 | 289.1 | 102.9 | 0
1:00 | -52.4 | 36.3 | 0 | 0 | 278.8 | 294.1 | 289.1 | 103.7 | 0
2:00 | -45.8 | 55.6 | 0 | 0 | 278.6 | 294.1 | 289.1 | 109.8 | 0
3:00 | -37.7 | 71.1 | 0 | 0 | 278.5 | 294.1 | 289 | 106.2 | 0
4:00 | -28.8 | 84.3 | 0 | 0 | 278.4 | 294.1 | 289 | 102.1 | 0
5:00 | -19.7 | 96.2 | 0 | 0 | 278.4 | 294.1 | 289 | 105.6 | 0
6:00 | -10.7 | 107.7 | 0 | 0 | 278.3 | 294.1 | 289 | 105.9 | 0
7:00 | -2.4 | 119.2 | 0 | 1 | 278.2 | 294.1 | 288.9 | 106.5 | 0
8:00 | 5 | 131.2 | 0 | 16 | 278.4 | 295.1 | 290.4 | 1.6 | 0
9:00 | 11.1 | 144.1 | 0 | 30.1 | 278.8 | 295.8 | 290.6 | 1.6 | 0
10:00 | 15.5 | 157.9 | 0 | 45.9 | 279.2 | 296.1 | 290.7 | 1.6 | 0
11:00 | 17.8 | 172.5 | 0 | 57.8 | 279.7 | 295.6 | 291.3 | 2 | 0
noon | 17.8 | -172.5 | 0 | 55.3 | 280.1 | 295.8 | 291.2 | 1.6 | 0
13:00 | 15.5 | -157.9 | 0 | 47.3 | 280.3 | 296.3 | 291.2 | 1.5 | 0
14:00 | 11.1 | -144.1 | 0 | 30.2 | 280.4 | 295.5 | 291.3 | 1.9 | 0
15:00 | 5 | -131.2 | 0 | 12.9 | 280.2 | 295.9 | 290.9 | 1.5 | 0
16:00 | -2.4 | -119.2 | 0 | 0 | 280 | 295.7 | 291 | 1.4 | 0
17:00 | -10.7 | -107.7 | 0 | 0 | 279.7 | 295.7 | 290.5 | 1.4 | 0
18:00 | -19.7 | -96.2 | 0 | 0 | 279.6 | 295.9 | 290.7 | 1.5 | 0
19:00 | -28.8 | -84.3 | 0 | 0 | 279.4 | 295.4 | 290.5 | 1.4 | 0
20:00 | -37.7 | -71.1 | 0 | 0 | 279.4 | 296 | 290.2 | 1.5 | 0
21:00 | -45.8 | -55.6 | 0 | 0 | 279.2 | 296 | 290.4 | 1.5 | 0
22:00 | -52.4 | -36.3 | 0 | 0 | 279 | 295.7 | 290.3 | 1.5 | 0
23:00 | -56.2 | -12.8 | 0 | 0 | 278.8 | 296.1 | 290.2 | 1.4 | 0
December
| solar | solar | direct | diffuse | outdoor | indoor | window | heating | blinds
| altitude | azimuth | radiation | radiation | temp. | temp. | temp. | load | closed
| (degrees) | (degrees) | (W-h/m2) | (W-h/m2) | (K) | (K) | (K) | (W-h/m2) | (% time)
midnight | -60.2 | 13.9 | 0 | 0 | 276.9 | 294.1 | 288.5 | 107.8 | 0
1:00 | -56.1 | 39.1 | 0 | 0 | 276.8 | 294.1 | 288.5 | 111.7 | 0
2:00 | -49.2 | 58.9 | 0 | 0 | 276.8 | 294.1 | 288.5 | 112 | 0
3:00 | -40.9 | 74.4 | 0 | 0 | 276.8 | 294.1 | 288.5 | 112 | 0
4:00 | -31.9 | 87.4 | 0 | 0 | 276.9 | 294.1 | 288.5 | 109.4 | 0
5:00 | -22.8 | 99.1 | 0 | 0 | 277 | 294.1 | 288.5 | 112.4 | 0
6:00 | -14 | 110.2 | 0 | 0 | 276.9 | 294.1 | 288.5 | 109.5 | 0
7:00 | -5.8 | 121.5 | 0 | 0 | 276.9 | 294.1 | 288.5 | 106.8 | 0
8:00 | 1.4 | 133.2 | 0 | 1.8 | 277.1 | 294.9 | 290.6 | 1.7 | 0
9:00 | 7.3 | 145.7 | 0 | 14.9 | 277.3 | 295.7 | 289.8 | 2 | 0
10:00 | 11.6 | 158.9 | 0 | 28.6 | 277.7 | 296.4 | 290.1 | 1.9 | 0
11:00 | 13.8 | 172.9 | 0 | 36.8 | 277.9 | 295.8 | 290.6 | 2.3 | 0
noon | 13.8 | -172.9 | 0 | 37.9 | 278.2 | 296.1 | 290.6 | 2 | 0
13:00 | 11.6 | -158.9 | 0 | 29 | 278.4 | 295.8 | 290.5 | 2.3 | 0
14:00 | 7.3 | -145.7 | 0 | 18.1 | 278.3 | 295.7 | 290.4 | 1.9 | 0
15:00 | 1.4 | -133.2 | 0 | 4.7 | 278.2 | 295.9 | 290.1 | 1.6 | 0
16:00 | -5.8 | -121.5 | 0 | 0 | 277.8 | 296 | 289.8 | 1.8 | 0
17:00 | -14 | -110.2 | 0 | 0 | 277.7 | 295.9 | 289.8 | 2 | 0
18:00 | -22.8 | -99.1 | 0 | 0 | 277.5 | 295.7 | 289.8 | 1.9 | 0
19:00 | -31.9 | -87.4 | 0 | 0 | 277.5 | 295.9 | 289.9 | 1.7 | 0
20:00 | -40.9 | -74.4 | 0 | 0 | 277.3 | 295.9 | 289.7 | 1.8 | 0
21:00 | -49.2 | -58.9 | 0 | 0 | 277.1 | 296 | 289.6 | 1.7 | 0
22:00 | -56.1 | -39.1 | 0 | 0 | 277.1 | 296.2 | 289.6 | 1.7 | 0
23:00 | -60.2 | -13.9 | 0 | 0 | 277 | 296 | 289.7 | 2.2 | 0

## Sheet36
Scenario Four (green)
Tue Dec 03 2019 23:17:30 GMT+0000 (Greenwich Mean Time)
Setup Information:
Building
Location | UK - London
Building length, side A | N/A
Building length, side B | N/A
Simulation Type
Simulation Type | one_sided
Window Description
Typology | dgu_nb
Glazing Type | clear
Window Area | 36%
Wall Description
Insulation R-Value | 99999999.9 m2-K/W
Occupancy
Type | Low-rise Residential
Occupancy Load | 0.000 people per m2
Lighting Requirements | 400 lux
Equipment Load | 0.00 W/m2
Room Ventilation
Air Change Rate per Occupant | 15.0 liters / sec per person
Total Air Change Rate | 0.0 roomfuls per hour
Lighting Control
Lighting Control | lights do not respond to daylight: all lights fully on while building is occupied
Representative Room
Orientation | north
Room Depth | 27 m
Room Width | 5 m
Room Height | 2.2 m
Thermal Mass
Thermal Mass | none
Overhang
Overhang Depth | 0 m
Roof
Roof Type | adiabatic roof
Simulation Results:
Primary Energy Use and CO2 Emissions
| heating | cooling | lighting | total | CO2
| energy | energy | energy | energy | emissions
| (kWh/m2) | (kWh/m2) | (kWh/m2) | (kWh/m2) | (kg/m2)
January | 33.8 | 0 | 7.3 | 41.1 | 8.2
February | 28.2 | 0 | 6.6 | 34.8 | 7
March | 32.1 | 0 | 7.3 | 39.4 | 7.9
April | 25.8 | 0 | 7.1 | 32.9 | 6.6
May | 18.7 | 0 | 7.3 | 26 | 5.2
June | 9.4 | 0 | 7.1 | 16.5 | 3.3
July | 4.2 | 0 | 7.3 | 11.5 | 2.3
August | 4.2 | 0 | 7.3 | 11.5 | 2.3
September | 10.1 | 0 | 7.1 | 17.2 | 3.4
October | 15.4 | 0 | 7.3 | 22.7 | 4.5
November | 26 | 0 | 7.1 | 33.1 | 6.6
December | 28.3 | 0 | 7.3 | 35.6 | 7.1
Total | 236.2 | 0 | 86.1 | 322.3 | 64.5 | yearly energy
January
| solar | solar | direct | diffuse | outdoor | indoor | window | heating | blinds
| altitude | azimuth | radiation | radiation | temp. | temp. | temp. | load | closed
| (degrees) | (degrees) | (W-h/m2) | (W-h/m2) | (K) | (K) | (K) | (W-h/m2) | (% time)
midnight | -58.1 | 13.3 | 0 | 0 | 275.9 | 294.1 | 288.2 | 135.3 | 0
1:00 | -54.2 | 37.6 | 0 | 0 | 275.8 | 294.1 | 288.2 | 134.6 | 0
2:00 | -47.5 | 57.1 | 0 | 0 | 275.8 | 294.1 | 288.2 | 133.1 | 0
3:00 | -39.2 | 72.7 | 0 | 0 | 275.7 | 294.1 | 288.1 | 128.9 | 0
4:00 | -30.2 | 85.8 | 0 | 0 | 275.6 | 294.1 | 288.1 | 131.6 | 0
5:00 | -21.1 | 97.6 | 0 | 0 | 275.6 | 294.1 | 288.1 | 131.5 | 0
6:00 | -12.3 | 108.9 | 0 | 0 | 275.5 | 294.1 | 288.1 | 129.1 | 0
7:00 | -4 | 120.3 | 0 | 0 | 275.5 | 294.1 | 288.1 | 128 | 0
8:00 | 3.3 | 132.2 | 0 | 5.1 | 275.7 | 294.8 | 290.2 | 1.6 | 0
9:00 | 9.3 | 144.9 | 0 | 20.2 | 276.1 | 295.4 | 289.6 | 2.4 | 0
10:00 | 13.6 | 158.4 | 0 | 34.6 | 276.5 | 295.8 | 289.7 | 2.5 | 0
11:00 | 15.9 | 172.7 | 0 | 40.5 | 276.7 | 295.9 | 290.2 | 2.4 | 0
noon | 15.9 | -172.7 | 0 | 42.7 | 277.2 | 296 | 290.3 | 2.6 | 0
13:00 | 13.6 | -158.4 | 0 | 38.1 | 277.6 | 295.5 | 290.3 | 2.8 | 0
14:00 | 9.3 | -144.9 | 0 | 26.7 | 277.5 | 295.7 | 290.3 | 2.3 | 0
15:00 | 3.3 | -132.2 | 0 | 13.2 | 277.3 | 295.8 | 289.7 | 2.3 | 0
16:00 | -4 | -120.3 | 0 | 0.6 | 277 | 296 | 289.7 | 1.9 | 0
17:00 | -12.3 | -108.9 | 0 | 0 | 276.8 | 296.1 | 289.5 | 2.5 | 0
18:00 | -21.1 | -97.6 | 0 | 0 | 276.5 | 295.9 | 289.4 | 2.8 | 0
19:00 | -30.2 | -85.8 | 0 | 0 | 276.3 | 295.9 | 289.4 | 2.5 | 0
20:00 | -39.2 | -72.7 | 0 | 0 | 276.1 | 295.8 | 289.5 | 2.5 | 0
21:00 | -47.5 | -57.1 | 0 | 0 | 276.1 | 295.7 | 289.5 | 2.4 | 0
22:00 | -54.2 | -37.6 | 0 | 0 | 276 | 295.7 | 289.5 | 2.6 | 0
23:00 | -58.1 | -13.3 | 0 | 0 | 275.9 | 295.7 | 289.4 | 2.4 | 0
February
| solar | solar | direct | diffuse | outdoor | indoor | window | heating | blinds
| altitude | azimuth | radiation | radiation | temp. | temp. | temp. | load | closed
| (degrees) | (degrees) | (W-h/m2) | (W-h/m2) | (K) | (K) | (K) | (W-h/m2) | (% time)
midnight | -50.4 | 11.4 | 0 | 0 | 275.4 | 294.1 | 288 | 115.5 | 0
1:00 | -46.9 | 33 | 0 | 0 | 275.3 | 294.1 | 288 | 110.1 | 0
2:00 | -40.8 | 51.4 | 0 | 0 | 275.2 | 294.1 | 288 | 114.2 | 0
3:00 | -32.9 | 66.9 | 0 | 0 | 275.2 | 294.1 | 288 | 120.8 | 0
4:00 | -24.2 | 80.2 | 0 | 0 | 275.2 | 294.1 | 288 | 122.8 | 0
5:00 | -15.1 | 92.3 | 0 | 0 | 275.1 | 294.1 | 287.9 | 127.4 | 0
6:00 | -6.1 | 104 | 0 | 0 | 275.1 | 294.1 | 287.9 | 127.2 | 0
7:00 | 2.4 | 115.9 | 0 | 2.3 | 275.1 | 294.1 | 288 | 130.9 | 0
8:00 | 10.1 | 128.3 | 0 | 20.6 | 275.5 | 294.8 | 290.1 | 2.4 | 0
9:00 | 16.5 | 141.8 | 0 | 40.4 | 276.1 | 295.9 | 289.7 | 2 | 0
10:00 | 21.2 | 156.4 | 0 | 55.1 | 276.7 | 296.1 | 290.3 | 2.8 | 0
11:00 | 23.7 | 172 | 0 | 60.6 | 277.3 | 295.7 | 290.6 | 3.1 | 0
noon | 23.7 | -172 | 0 | 65.1 | 277.9 | 296.2 | 290.6 | 2.4 | 0
13:00 | 21.2 | -156.4 | 0 | 57 | 278.4 | 296 | 290.7 | 2.5 | 0
14:00 | 16.5 | -141.8 | 0 | 53.5 | 278.5 | 295.9 | 291 | 2.3 | 0
15:00 | 10.1 | -128.3 | 0 | 36 | 278.3 | 295.6 | 290.6 | 2.7 | 0
16:00 | 2.4 | -115.9 | 0 | 14.5 | 277.7 | 295.3 | 290.2 | 2.3 | 0
17:00 | -6.1 | -104 | 0 | 0.3 | 277.1 | 295.5 | 289.8 | 2.1 | 0
18:00 | -15.1 | -92.3 | 0 | 0 | 276.7 | 295.8 | 289.3 | 2 | 0
19:00 | -24.2 | -80.2 | 0 | 0 | 276.3 | 295.7 | 289.2 | 2.4 | 0
20:00 | -32.9 | -66.9 | 0 | 0 | 276 | 295.8 | 289.2 | 2.5 | 0
21:00 | -40.8 | -51.4 | 0 | 0 | 275.7 | 296.1 | 289.2 | 2.1 | 0
22:00 | -46.9 | -33 | 0 | 0 | 275.5 | 296.1 | 289.2 | 2.1 | 0
23:00 | -50.4 | -11.4 | 0 | 0 | 275.4 | 296.1 | 289.1 | 2.1 | 0
March
| solar | solar | direct | diffuse | outdoor | indoor | window | heating | blinds
| altitude | azimuth | radiation | radiation | temp. | temp. | temp. | load | closed
| (degrees) | (degrees) | (W-h/m2) | (W-h/m2) | (K) | (K) | (K) | (W-h/m2) | (% time)
midnight | -39 | 9.6 | 0 | 0 | 276.9 | 294.1 | 288.5 | 127.3 | 0
1:00 | -36 | 28.2 | 0 | 0 | 276.8 | 294.1 | 288.5 | 131.3 | 0
2:00 | -30.6 | 45 | 0 | 0 | 276.7 | 294.1 | 288.4 | 135.6 | 0
3:00 | -23.4 | 59.7 | 0 | 0 | 276.5 | 294.1 | 288.4 | 128 | 0
4:00 | -15 | 72.9 | 0 | 0 | 276.3 | 294.1 | 288.3 | 129.3 | 0
5:00 | -6.1 | 85.2 | 0 | 0 | 276.4 | 294.1 | 288.3 | 124.1 | 0
6:00 | 2.9 | 97.1 | 0 | 4.1 | 276.6 | 294.1 | 288.4 | 116.6 | 0
7:00 | 11.8 | 109.3 | 0 | 24.9 | 276.9 | 294.1 | 288.8 | 113.1 | 0
8:00 | 20 | 122.4 | 0 | 48.1 | 277.4 | 295.8 | 290.1 | 1.5 | 0
9:00 | 27 | 136.9 | 0 | 66.7 | 278 | 296 | 290.7 | 2.2 | 0
10:00 | 32.2 | 153.1 | 0 | 85.8 | 278.8 | 296 | 291.4 | 2.1 | 0
11:00 | 35.1 | 170.8 | 0 | 100 | 279.8 | 296.1 | 291.7 | 1.7 | 0
noon | 35.1 | -170.8 | 0 | 101.7 | 280.5 | 296 | 292.1 | 2 | 0
13:00 | 32.2 | -153.1 | 0 | 93 | 281.2 | 295.9 | 292.2 | 1.5 | 0
14:00 | 27 | -136.9 | 0 | 79.8 | 281.5 | 296.3 | 291.9 | 1.4 | 0
15:00 | 20 | -122.4 | 0 | 58.9 | 281.4 | 295.5 | 291.8 | 2 | 0
16:00 | 11.8 | -109.3 | 0 | 34.5 | 280.9 | 296 | 291.4 | 1.6 | 0
17:00 | 2.9 | -97.1 | 0 | 15.4 | 280.1 | 296 | 291 | 2 | 0
18:00 | -6.1 | -85.2 | 0 | 0 | 279.4 | 295.7 | 290.4 | 1.9 | 0
19:00 | -15 | -72.9 | 0 | 0 | 278.7 | 295.6 | 290.3 | 1.9 | 0
20:00 | -23.4 | -59.7 | 0 | 0 | 278.2 | 295.8 | 290.1 | 2.2 | 0
21:00 | -30.6 | -45 | 0 | 0 | 277.8 | 295.8 | 289.7 | 2.5 | 0
22:00 | -36 | -28.2 | 0 | 0 | 277.3 | 296 | 289.7 | 2.2 | 0
23:00 | -39 | -9.6 | 0 | 0 | 277.1 | 296.2 | 289.8 | 2.6 | 0
April
| solar | solar | direct | diffuse | outdoor | indoor | window | heating | blinds
| altitude | azimuth | radiation | radiation | temp. | temp. | temp. | load | closed
| (degrees) | (degrees) | (W-h/m2) | (W-h/m2) | (K) | (K) | (K) | (W-h/m2) | (% time)
midnight | -27.1 | 8.3 | 0 | 0 | 278.5 | 294.1 | 289 | 104.6 | 0
1:00 | -24.5 | 24.4 | 0 | 0 | 278.2 | 294.1 | 288.9 | 102.8 | 0
2:00 | -19.7 | 39.5 | 0 | 0 | 278 | 294.1 | 288.9 | 104.5 | 0
3:00 | -13.1 | 53.3 | 0 | 0 | 277.7 | 294.1 | 288.8 | 106.5 | 0
4:00 | -5.2 | 66 | 0 | 0 | 277.4 | 294.1 | 288.7 | 105.5 | 0
5:00 | 3.4 | 78 | 3 | 8 | 277.6 | 294.1 | 288.8 | 104.3 | 0
6:00 | 12.4 | 89.8 | 0.4 | 33.9 | 278.1 | 294.1 | 289.2 | 107.4 | 0
7:00 | 21.5 | 102 | 0 | 60.7 | 278.8 | 294.1 | 289.8 | 103.8 | 0
8:00 | 30.1 | 115.3 | 0 | 79.7 | 279.5 | 296.3 | 291.1 | 1.6 | 0
9:00 | 37.7 | 130.6 | 0 | 102.3 | 280.6 | 296.1 | 291.7 | 2.3 | 0
10:00 | 43.7 | 148.5 | 0 | 121.4 | 281.5 | 296.1 | 292.4 | 2 | 0
11:00 | 47 | 169.1 | 0 | 133.9 | 282.5 | 296 | 292.7 | 1.6 | 0
noon | 47 | -169.1 | 0 | 135.6 | 283.5 | 296.2 | 293.3 | 1.3 | 0
13:00 | 43.7 | -148.5 | 0 | 127.4 | 284.2 | 296.2 | 293.4 | 1.1 | 0
14:00 | 37.7 | -130.6 | 0 | 116.3 | 284.7 | 296 | 293.4 | 1 | 0
15:00 | 30.1 | -115.3 | 0 | 86.8 | 285 | 295.8 | 293.5 | 0.9 | 0
16:00 | 21.5 | -102 | 0 | 66.8 | 284.7 | 296 | 292.9 | 0.8 | 0
17:00 | 12.4 | -89.8 | 0.5 | 41.3 | 283.9 | 295.7 | 292.4 | 1 | 0
18:00 | 3.4 | -78 | 12.3 | 16.4 | 283 | 295.9 | 292.1 | 1.1 | 0
19:00 | -5.2 | -66 | 0 | 0 | 282 | 295.8 | 291.4 | 1.1 | 0
20:00 | -13.1 | -53.3 | 0 | 0 | 281 | 296.1 | 290.9 | 1.4 | 0
21:00 | -19.7 | -39.5 | 0 | 0 | 280 | 295.9 | 290.8 | 1.5 | 0
22:00 | -24.5 | -24.4 | 0 | 0 | 279.3 | 295.9 | 290.6 | 1.6 | 0
23:00 | -27.1 | -8.3 | 0 | 0 | 278.6 | 295.9 | 290.2 | 1.9 | 0
May
| solar | solar | direct | diffuse | outdoor | indoor | window | heating | blinds
| altitude | azimuth | radiation | radiation | temp. | temp. | temp. | load | closed
| (degrees) | (degrees) | (W-h/m2) | (W-h/m2) | (K) | (K) | (K) | (W-h/m2) | (% time)
midnight | -17.9 | 7.4 | 0 | 0 | 281 | 294.1 | 289.8 | 74.9 | 0
1:00 | -15.5 | 22 | 0 | 0 | 280.8 | 294.1 | 289.7 | 75.7 | 0
2:00 | -11.1 | 35.8 | 0 | 0 | 280.5 | 294.1 | 289.7 | 76.1 | 0
3:00 | -5 | 48.7 | 0 | 0 | 280.2 | 294.1 | 289.5 | 74.8 | 0
4:00 | 2.4 | 60.8 | 12.8 | 10.9 | 280.2 | 294.1 | 289.8 | 76.7 | 0
5:00 | 10.7 | 72.3 | 41.5 | 40.6 | 280.5 | 294.1 | 290.5 | 75.7 | 0
6:00 | 19.6 | 83.7 | 18 | 62.9 | 280.9 | 294.1 | 290.6 | 75.9 | 0
7:00 | 28.7 | 95.6 | 0 | 84.8 | 281.8 | 294.1 | 291 | 67.2 | 0
8:00 | 37.6 | 108.8 | 0 | 101.3 | 282.7 | 295.7 | 292.7 | 0.9 | 0
9:00 | 45.8 | 124.4 | 0 | 131.7 | 283.7 | 295.9 | 293.3 | 0.9 | 0
10:00 | 52.4 | 143.6 | 0 | 145.9 | 284.8 | 296 | 293.8 | 0.7 | 0
11:00 | 56.2 | 167.2 | 0 | 152.2 | 285.8 | 296.1 | 294.2 | 0.4 | 0
noon | 56.2 | -167.2 | 0 | 145.7 | 286.8 | 296.5 | 294.5 | 0.4 | 0
13:00 | 52.4 | -143.6 | 0 | 137.1 | 287.6 | 296.5 | 294.9 | 0.3 | 0
14:00 | 45.8 | -124.4 | 0 | 134.2 | 288 | 296.3 | 294.9 | 0.4 | 0
15:00 | 37.6 | -108.8 | 0 | 116.3 | 288 | 296.2 | 294.8 | 0.3 | 0
16:00 | 28.7 | -95.6 | 0 | 97.6 | 287.9 | 296 | 294.6 | 0.3 | 0
17:00 | 19.6 | -83.7 | 19 | 74.3 | 287.3 | 296.1 | 294.1 | 0.2 | 0
18:00 | 10.7 | -72.3 | 47.9 | 48.7 | 286.3 | 295.9 | 293.8 | 0.3 | 0
19:00 | 2.4 | -60.8 | 25.2 | 18.1 | 285.1 | 296 | 292.8 | 0.3 | 0
20:00 | -5 | -48.7 | 0 | 0 | 284 | 296.3 | 292.1 | 0.4 | 0
21:00 | -11.1 | -35.8 | 0 | 0 | 283.1 | 295.7 | 291.9 | 0.6 | 0
22:00 | -15.5 | -22 | 0 | 0 | 282.3 | 295.7 | 291.3 | 0.6 | 0
23:00 | -17.9 | -7.4 | 0 | 0 | 281.5 | 296 | 291.1 | 0.8 | 0
June
| solar | solar | direct | diffuse | outdoor | indoor | window | heating | blinds
| altitude | azimuth | radiation | radiation | temp. | temp. | temp. | load | closed
| (degrees) | (degrees) | (W-h/m2) | (W-h/m2) | (K) | (K) | (K) | (W-h/m2) | (% time)
midnight | -13.8 | 7 | 0 | 0 | 284.5 | 294.1 | 290.9 | 42.2 | 0
1:00 | -11.6 | 21 | 0 | 0 | 284.2 | 294.1 | 290.9 | 41.3 | 0
2:00 | -7.3 | 34.3 | 0 | 0 | 283.9 | 294.1 | 290.7 | 38 | 0
3:00 | -1.4 | 46.7 | 0 | 0 | 283.6 | 294.1 | 290.6 | 36.9 | 0
4:00 | 5.8 | 58.4 | 47 | 27.4 | 283.7 | 294.2 | 291.6 | 38.2 | 0
5:00 | 14 | 69.7 | 54.6 | 52.4 | 284.2 | 294.3 | 292.1 | 38 | 0
6:00 | 22.8 | 80.8 | 26.7 | 76.8 | 284.6 | 294.4 | 292.1 | 38.8 | 0
7:00 | 31.9 | 92.5 | 0 | 90.6 | 285.2 | 294.3 | 292.3 | 37.6 | 0
8:00 | 40.9 | 105.5 | 0 | 104.6 | 286.2 | 296.1 | 294.1 | 0.4 | 0
9:00 | 49.2 | 121 | 0 | 130.5 | 287.2 | 296.4 | 294.7 | 0.3 | 0
10:00 | 56.1 | 140.8 | 0 | 140.9 | 288.1 | 296.3 | 295.2 | 0.2 | 0
11:00 | 60.2 | 166 | 0 | 149.1 | 289.1 | 296.8 | 295.9 | 0.3 | 0
noon | 60.2 | -166 | 0 | 150.4 | 290 | 297 | 296.3 | 0.1 | 0
13:00 | 56.1 | -140.8 | 0 | 149.6 | 290.6 | 297.5 | 296.6 | 0 | 0
14:00 | 49.2 | -121 | 0 | 133.5 | 291 | 297.3 | 296.6 | 0 | 0
15:00 | 40.9 | -105.5 | 0 | 111.8 | 291.1 | 297.3 | 296.4 | 0 | 0
16:00 | 31.9 | -92.5 | 0 | 113.1 | 290.9 | 296.7 | 296.1 | 0 | 0
17:00 | 22.8 | -80.8 | 25.1 | 93.4 | 290.2 | 296.9 | 295.7 | 0.1 | 0
18:00 | 14 | -69.7 | 50.8 | 67.2 | 289.3 | 296.6 | 295.2 | 0.2 | 0
19:00 | 5.8 | -58.4 | 47.8 | 41 | 288.3 | 296.5 | 294.6 | 0.1 | 0
20:00 | -1.4 | -46.7 | 0 | 0 | 287.4 | 296.2 | 293.3 | 0.3 | 0
21:00 | -7.3 | -34.3 | 0 | 0 | 286.4 | 296.1 | 293 | 0.2 | 0
22:00 | -11.6 | -21 | 0 | 0 | 285.7 | 295.9 | 292.7 | 0.3 | 0
23:00 | -13.8 | -7 | 0 | 0 | 284.8 | 296.2 | 292.3 | 0.4 | 0
July
| solar | solar | direct | diffuse | outdoor | indoor | window | heating | blinds
| altitude | azimuth | radiation | radiation | temp. | temp. | temp. | load | closed
| (degrees) | (degrees) | (W-h/m2) | (W-h/m2) | (K) | (K) | (K) | (W-h/m2) | (% time)
midnight | -15.9 | 7.2 | 0 | 0 | 286.4 | 295.1 | 292.3 | 15.5 | 0
1:00 | -13.7 | 21.5 | 0 | 0 | 286.1 | 294.7 | 291.9 | 19 | 0
2:00 | -9.3 | 35.1 | 0 | 0 | 285.6 | 294.4 | 291.6 | 19.2 | 0
3:00 | -3.3 | 47.8 | 0 | 0 | 285.3 | 294.3 | 291.3 | 17.7 | 0
4:00 | 4 | 59.7 | 7.4 | 13.9 | 285.5 | 294.3 | 291.6 | 18.5 | 0
5:00 | 12.3 | 71 | 22.1 | 43.4 | 285.8 | 294.6 | 292.3 | 16.3 | 0
6:00 | 21.1 | 82.3 | 12.9 | 72.5 | 286.4 | 295.1 | 293 | 16.6 | 0
7:00 | 30.2 | 94.1 | 0 | 90.2 | 286.8 | 295.5 | 293.6 | 14.6 | 0
8:00 | 39.2 | 107.3 | 0 | 107.5 | 287.6 | 296.9 | 295.2 | 0 | 0
9:00 | 47.4 | 122.8 | 0 | 130 | 288.7 | 297 | 295.6 | 0 | 0
10:00 | 54.2 | 142.4 | 0 | 152.9 | 289.7 | 297.3 | 296.4 | 0 | 0
11:00 | 58.1 | 166.6 | 0 | 166.1 | 290.7 | 297.7 | 296.9 | 0 | 0
noon | 58.1 | -166.6 | 0 | 174.3 | 291.7 | 297.6 | 297.5 | 0 | 0
13:00 | 54.2 | -142.4 | 0 | 161.4 | 292.5 | 297.7 | 297.8 | 0 | 0
14:00 | 47.4 | -122.8 | 0 | 145.3 | 292.9 | 297.5 | 297.5 | 0 | 0
15:00 | 39.2 | -107.3 | 0 | 120.5 | 293 | 297.3 | 297.3 | 0 | 0
16:00 | 30.2 | -94.1 | 0 | 114.7 | 292.8 | 297.2 | 297.1 | 0 | 0
17:00 | 21.1 | -82.3 | 18.9 | 91.1 | 292.4 | 297.4 | 296.7 | 0 | 0
18:00 | 12.3 | -71 | 59.5 | 68.5 | 291.5 | 297.3 | 296.8 | 0 | 0
19:00 | 4 | -59.7 | 57.7 | 35.1 | 290.4 | 297.3 | 296.1 | 0 | 0
20:00 | -3.3 | -47.8 | 0 | 0 | 289.3 | 297 | 294.6 | 0 | 0
21:00 | -9.3 | -35.1 | 0 | 0 | 288.4 | 297 | 294.2 | 0 | 0
22:00 | -13.7 | -21.5 | 0 | 0 | 287.5 | 297.2 | 293.9 | 0.1 | 0
23:00 | -15.9 | -7.2 | 0 | 0 | 286.8 | 296.9 | 293.8 | 0 | 0
August
| solar | solar | direct | diffuse | outdoor | indoor | window | heating | blinds
| altitude | azimuth | radiation | radiation | temp. | temp. | temp. | load | closed
| (degrees) | (degrees) | (W-h/m2) | (W-h/m2) | (K) | (K) | (K) | (W-h/m2) | (% time)
midnight | -23.7 | 7.9 | 0 | 0 | 286.4 | 294.9 | 292.1 | 13.5 | 0
1:00 | -21.3 | 23.5 | 0 | 0 | 286 | 294.6 | 291.8 | 14.8 | 0
2:00 | -16.6 | 38.1 | 0 | 0 | 285.9 | 294.4 | 291.6 | 16.5 | 0
3:00 | -10.1 | 51.6 | 0 | 0 | 285.4 | 294.3 | 291.3 | 17.6 | 0
4:00 | -2.4 | 64.1 | 0 | 0 | 285.1 | 294.2 | 291.2 | 19.9 | 0
5:00 | 6 | 75.9 | 12.7 | 19 | 285.3 | 294.3 | 291.6 | 18.9 | 0
6:00 | 15.1 | 87.6 | 5.8 | 45.6 | 285.9 | 294.6 | 292.2 | 17.7 | 0
7:00 | 24.2 | 99.7 | 0 | 76 | 286.5 | 295.1 | 293 | 17.7 | 0
8:00 | 32.9 | 113.1 | 0 | 96.4 | 287.3 | 296.7 | 294.8 | 0 | 0
9:00 | 40.7 | 128.5 | 0 | 119 | 288.2 | 297 | 295.2 | 0 | 0
10:00 | 46.9 | 146.9 | 0 | 144.3 | 289.3 | 297 | 295.9 | 0 | 0
11:00 | 50.3 | 168.5 | 0 | 156.9 | 290.4 | 297.2 | 296.3 | 0 | 0
noon | 50.3 | -168.5 | 0 | 169.1 | 291.3 | 297.2 | 297.2 | 0 | 0
13:00 | 46.9 | -146.9 | 0 | 150.2 | 292 | 297.5 | 297.2 | 0 | 0
14:00 | 40.7 | -128.5 | 0 | 130.8 | 292.5 | 297.3 | 297.2 | 0 | 0
15:00 | 32.9 | -113.1 | 0 | 103.7 | 292.6 | 297.6 | 296.9 | 0 | 0
16:00 | 24.2 | -99.7 | 0 | 76.7 | 292.2 | 297.5 | 296.4 | 0 | 0
17:00 | 15.1 | -87.6 | 6.3 | 56.4 | 291.7 | 297.5 | 296 | 0 | 0
18:00 | 6 | -75.9 | 24.9 | 35.1 | 290.9 | 297.3 | 295.7 | 0 | 0
19:00 | -2.4 | -64.1 | 0 | 6 | 289.9 | 297 | 294.9 | 0 | 0
20:00 | -10.1 | -51.6 | 0 | 0 | 289 | 297.1 | 294.4 | 0 | 0
21:00 | -16.6 | -38.1 | 0 | 0 | 288.1 | 297 | 293.9 | 0 | 0
22:00 | -21.3 | -23.5 | 0 | 0 | 287.3 | 296.6 | 293.7 | 0 | 0
23:00 | -23.7 | -7.9 | 0 | 0 | 286.6 | 296.6 | 293.5 | 0 | 0
September
| solar | solar | direct | diffuse | outdoor | indoor | window | heating | blinds
| altitude | azimuth | radiation | radiation | temp. | temp. | temp. | load | closed
| (degrees) | (degrees) | (W-h/m2) | (W-h/m2) | (K) | (K) | (K) | (W-h/m2) | (% time)
midnight | -35.1 | 9.1 | 0 | 0 | 284.9 | 294.9 | 291.7 | 42.1 | 0
1:00 | -32.3 | 26.9 | 0 | 0 | 284.8 | 294.6 | 291.4 | 42.2 | 0
2:00 | -27.1 | 43.1 | 0 | 0 | 284.5 | 294.5 | 291.2 | 41.8 | 0
3:00 | -20 | 57.5 | 0 | 0 | 284.3 | 294.4 | 291.1 | 41.2 | 0
4:00 | -11.8 | 70.6 | 0 | 0 | 284.1 | 294.3 | 291 | 41.9 | 0
5:00 | -3 | 82.8 | 0 | 0.3 | 284 | 294.2 | 290.9 | 44 | 0
6:00 | 6 | 94.7 | 0 | 19.9 | 284.3 | 294.2 | 291.2 | 41.9 | 0
7:00 | 15 | 107 | 0 | 44.4 | 284.7 | 294.5 | 291.7 | 36.9 | 0
8:00 | 23.3 | 120.2 | 0 | 67.9 | 285.4 | 297 | 293.5 | 0.4 | 0
9:00 | 30.6 | 135 | 0 | 89.9 | 286.1 | 297 | 294.1 | 0.5 | 0
10:00 | 36 | 151.7 | 0 | 104.9 | 286.8 | 296.9 | 294.6 | 0.4 | 0
11:00 | 39 | 170.3 | 0 | 105.9 | 287.6 | 297.1 | 294.8 | 0.2 | 0
noon | 39 | -170.3 | 0 | 104.9 | 288.3 | 296.8 | 295.1 | 0.1 | 0
13:00 | 36 | -151.7 | 0 | 101.4 | 288.9 | 297.1 | 295.3 | 0.2 | 0
14:00 | 30.6 | -135 | 0 | 92.6 | 289.4 | 297.1 | 295.5 | 0.1 | 0
15:00 | 23.3 | -120.2 | 0 | 73.2 | 289.5 | 297.2 | 295.3 | 0.1 | 0
16:00 | 15 | -107 | 0 | 44.6 | 289.3 | 296.9 | 295.1 | 0.1 | 0
17:00 | 6 | -94.7 | 0 | 23.9 | 288.6 | 297.1 | 294.3 | 0.1 | 0
18:00 | -3 | -82.8 | 0 | 2.4 | 287.8 | 296.8 | 293.9 | 0.2 | 0
19:00 | -11.8 | -70.6 | 0 | 0 | 287.1 | 296.7 | 293.7 | 0.4 | 0
20:00 | -20 | -57.5 | 0 | 0 | 286.5 | 296.5 | 293.4 | 0.5 | 0
21:00 | -27.1 | -43.1 | 0 | 0 | 285.9 | 296.7 | 293.1 | 0.4 | 0
22:00 | -32.3 | -26.9 | 0 | 0 | 285.3 | 296.6 | 293.1 | 0.5 | 0
23:00 | -35.1 | -9.1 | 0 | 0 | 285 | 296.7 | 292.9 | 0.7 | 0
October
| solar | solar | direct | diffuse | outdoor | indoor | window | heating | blinds
| altitude | azimuth | radiation | radiation | temp. | temp. | temp. | load | closed
| (degrees) | (degrees) | (W-h/m2) | (W-h/m2) | (K) | (K) | (K) | (W-h/m2) | (% time)
midnight | -47 | 10.8 | 0 | 0 | 282.1 | 294.3 | 290.3 | 57.6 | 0
1:00 | -43.7 | 31.4 | 0 | 0 | 282.1 | 294.2 | 290.2 | 56.5 | 0
2:00 | -37.8 | 49.3 | 0 | 0 | 282 | 294.1 | 290.1 | 58 | 0
3:00 | -30.1 | 64.6 | 0 | 0 | 281.8 | 294.1 | 290.1 | 58.9 | 0
4:00 | -21.5 | 78 | 0 | 0 | 281.8 | 294.1 | 290.1 | 60.4 | 0
5:00 | -12.4 | 90.2 | 0 | 0 | 281.7 | 294.1 | 290 | 65.1 | 0
6:00 | -3.4 | 102 | 0 | 0.8 | 281.8 | 294.1 | 290.1 | 65.8 | 0
7:00 | 5.2 | 114 | 0 | 16.8 | 282.2 | 294.1 | 290.4 | 64.5 | 0
8:00 | 13 | 126.6 | 0 | 37.6 | 282.6 | 296.1 | 291.7 | 0.6 | 0
9:00 | 19.7 | 140.4 | 0 | 61.3 | 283.3 | 296.1 | 292.6 | 0.9 | 0
10:00 | 24.5 | 155.5 | 0 | 70.4 | 283.9 | 296.3 | 292.8 | 0.7 | 0
11:00 | 27.1 | 171.7 | 0 | 81.3 | 284.6 | 296.2 | 293 | 0.8 | 0
noon | 27.1 | -171.7 | 0 | 79 | 285.1 | 296.1 | 293.3 | 0.9 | 0
13:00 | 24.5 | -155.5 | 0 | 65.6 | 285.4 | 296.4 | 293.2 | 0.6 | 0
14:00 | 19.7 | -140.4 | 0 | 49.7 | 285.5 | 296.5 | 292.9 | 0.6 | 0
15:00 | 13 | -126.6 | 0 | 33.4 | 285.3 | 295.8 | 293.2 | 0.6 | 0
16:00 | 5.2 | -114 | 0 | 14.6 | 284.7 | 296.2 | 292.2 | 0.5 | 0
17:00 | -3.4 | -102 | 0 | 0.4 | 284.1 | 295.9 | 292.3 | 0.6 | 0
18:00 | -12.4 | -90.2 | 0 | 0 | 283.5 | 296.1 | 291.8 | 0.9 | 0
19:00 | -21.5 | -78 | 0 | 0 | 283.1 | 296.1 | 291.9 | 0.6 | 0
20:00 | -30.1 | -64.6 | 0 | 0 | 282.8 | 296.3 | 291.7 | 0.7 | 0
21:00 | -37.8 | -49.3 | 0 | 0 | 282.5 | 296 | 291.7 | 0.6 | 0
22:00 | -43.7 | -31.4 | 0 | 0 | 282.4 | 295.7 | 291.7 | 0.8 | 0
23:00 | -47 | -10.8 | 0 | 0 | 282.2 | 295.9 | 291.3 | 0.7 | 0
November
| solar | solar | direct | diffuse | outdoor | indoor | window | heating | blinds
| altitude | azimuth | radiation | radiation | temp. | temp. | temp. | load | closed
| (degrees) | (degrees) | (W-h/m2) | (W-h/m2) | (K) | (K) | (K) | (W-h/m2) | (% time)
midnight | -56.2 | 12.8 | 0 | 0 | 278.9 | 294.1 | 289.1 | 103.2 | 0
1:00 | -52.4 | 36.3 | 0 | 0 | 278.8 | 294.1 | 289.1 | 103.7 | 0
2:00 | -45.8 | 55.6 | 0 | 0 | 278.6 | 294.1 | 289.1 | 109.8 | 0
3:00 | -37.7 | 71.1 | 0 | 0 | 278.5 | 294.1 | 289 | 106.2 | 0
4:00 | -28.8 | 84.3 | 0 | 0 | 278.4 | 294.1 | 289 | 102.2 | 0
5:00 | -19.7 | 96.2 | 0 | 0 | 278.4 | 294.1 | 289 | 105.6 | 0
6:00 | -10.7 | 107.7 | 0 | 0 | 278.3 | 294.1 | 289 | 106 | 0
7:00 | -2.4 | 119.2 | 0 | 1 | 278.2 | 294.1 | 288.9 | 106.6 | 0
8:00 | 5 | 131.2 | 0 | 16 | 278.4 | 295 | 290.5 | 1.5 | 0
9:00 | 11.1 | 144.1 | 0 | 30.1 | 278.8 | 295.8 | 290.6 | 1.6 | 0
10:00 | 15.5 | 157.9 | 0 | 45.9 | 279.2 | 296.2 | 290.6 | 1.6 | 0
11:00 | 17.8 | 172.5 | 0 | 57.8 | 279.7 | 295.8 | 291.4 | 2.1 | 0
noon | 17.8 | -172.5 | 0 | 55.3 | 280.1 | 295.9 | 291.2 | 1.7 | 0
13:00 | 15.5 | -157.9 | 0 | 47.3 | 280.3 | 296.1 | 291.3 | 1.6 | 0
14:00 | 11.1 | -144.1 | 0 | 30.2 | 280.4 | 295.9 | 291.1 | 1.8 | 0
15:00 | 5 | -131.2 | 0 | 12.9 | 280.2 | 296 | 290.9 | 1.4 | 0
16:00 | -2.4 | -119.2 | 0 | 0 | 280 | 295.6 | 290.9 | 1.5 | 0
17:00 | -10.7 | -107.7 | 0 | 0 | 279.7 | 295.8 | 290.7 | 1.3 | 0
18:00 | -19.7 | -96.2 | 0 | 0 | 279.6 | 295.8 | 290.8 | 1.5 | 0
19:00 | -28.8 | -84.3 | 0 | 0 | 279.4 | 295.6 | 290.6 | 1.4 | 0
20:00 | -37.7 | -71.1 | 0 | 0 | 279.4 | 295.6 | 290.5 | 1.5 | 0
21:00 | -45.8 | -55.6 | 0 | 0 | 279.2 | 295.7 | 290.4 | 1.5 | 0
22:00 | -52.4 | -36.3 | 0 | 0 | 279 | 295.8 | 290.3 | 1.3 | 0
23:00 | -56.2 | -12.8 | 0 | 0 | 278.8 | 295.7 | 290.3 | 1.3 | 0
December
| solar | solar | direct | diffuse | outdoor | indoor | window | heating | blinds
| altitude | azimuth | radiation | radiation | temp. | temp. | temp. | load | closed
| (degrees) | (degrees) | (W-h/m2) | (W-h/m2) | (K) | (K) | (K) | (W-h/m2) | (% time)
midnight | -60.2 | 13.9 | 0 | 0 | 276.9 | 294.1 | 288.5 | 107.9 | 0
1:00 | -56.1 | 39.1 | 0 | 0 | 276.8 | 294.1 | 288.5 | 111.7 | 0
2:00 | -49.2 | 58.9 | 0 | 0 | 276.8 | 294.1 | 288.5 | 112 | 0
3:00 | -40.9 | 74.4 | 0 | 0 | 276.8 | 294.1 | 288.5 | 112 | 0
4:00 | -31.9 | 87.4 | 0 | 0 | 276.9 | 294.1 | 288.5 | 109.4 | 0
5:00 | -22.8 | 99.1 | 0 | 0 | 277 | 294.1 | 288.5 | 112.4 | 0
6:00 | -14 | 110.2 | 0 | 0 | 276.9 | 294.1 | 288.5 | 109.6 | 0
7:00 | -5.8 | 121.5 | 0 | 0 | 276.9 | 294.1 | 288.5 | 106.8 | 0
8:00 | 1.4 | 133.2 | 0 | 1.8 | 277.1 | 294.8 | 290.6 | 1.7 | 0
9:00 | 7.3 | 145.7 | 0 | 14.9 | 277.3 | 295.6 | 289.8 | 2 | 0
10:00 | 11.6 | 158.9 | 0 | 28.6 | 277.7 | 296.3 | 290 | 1.9 | 0
11:00 | 13.8 | 172.9 | 0 | 36.8 | 277.9 | 295.8 | 290.6 | 2.3 | 0
noon | 13.8 | -172.9 | 0 | 37.9 | 278.2 | 295.9 | 290.7 | 2.1 | 0
13:00 | 11.6 | -158.9 | 0 | 29 | 278.4 | 295.9 | 290.3 | 2.1 | 0
14:00 | 7.3 | -145.7 | 0 | 18.1 | 278.3 | 295.8 | 290.5 | 2 | 0
15:00 | 1.4 | -133.2 | 0 | 4.7 | 278.2 | 295.8 | 290.2 | 1.7 | 0
16:00 | -5.8 | -121.5 | 0 | 0 | 277.8 | 295.9 | 289.8 | 1.8 | 0
17:00 | -14 | -110.2 | 0 | 0 | 277.7 | 295.9 | 289.7 | 1.7 | 0
18:00 | -22.8 | -99.1 | 0 | 0 | 277.5 | 295.7 | 289.9 | 2.1 | 0
19:00 | -31.9 | -87.4 | 0 | 0 | 277.5 | 295.8 | 290 | 2 | 0
20:00 | -40.9 | -74.4 | 0 | 0 | 277.3 | 295.7 | 289.8 | 1.6 | 0
21:00 | -49.2 | -58.9 | 0 | 0 | 277.1 | 295.6 | 289.5 | 1.7 | 0
22:00 | -56.1 | -39.1 | 0 | 0 | 277.1 | 296 | 289.5 | 1.7 | 0
23:00 | -60.2 | -13.9 | 0 | 0 | 277 | 295.9 | 289.5 | 1.8 | 0

## Sheet37
Scenario One (blue)
Tue Dec 03 2019 23:18:27 GMT+0000 (Greenwich Mean Time)
Setup Information:
Building
Location | UK - London
Building length, side A | N/A
Building length, side B | N/A
Simulation Type
Simulation Type | one_sided
Window Description
Typology | dgu_nb
Glazing Type | clear
Window Area | 37%
Wall Description
Insulation R-Value | 99999999.9 m2-K/W
Occupancy
Type | Low-rise Residential
Occupancy Load | 0.000 people per m2
Lighting Requirements | 400 lux
Equipment Load | 0.00 W/m2
Room Ventilation
Air Change Rate per Occupant | 15.0 liters / sec per person
Total Air Change Rate | 0.0 roomfuls per hour
Lighting Control
Lighting Control | lights do not respond to daylight: all lights fully on while building is occupied
Representative Room
Orientation | north
Room Depth | 27 m
Room Width | 5 m
Room Height | 2.2 m
Thermal Mass
Thermal Mass | none
Overhang
Overhang Depth | 0 m
Roof
Roof Type | adiabatic roof
Simulation Results:
Primary Energy Use and CO2 Emissions
| heating | cooling | lighting | total | CO2
| energy | energy | energy | energy | emissions
| (kWh/m2) | (kWh/m2) | (kWh/m2) | (kWh/m2) | (kg/m2)
January | 33.8 | 0 | 7.3 | 41.1 | 8.2
February | 28.2 | 0 | 6.6 | 34.8 | 7
March | 32.1 | 0 | 7.3 | 39.4 | 7.9
April | 25.8 | 0 | 7.1 | 32.9 | 6.6
May | 18.7 | 0 | 7.3 | 26 | 5.2
June | 9.4 | 0 | 7.1 | 16.5 | 3.3
July | 4.2 | 0 | 7.3 | 11.5 | 2.3
August | 4.2 | 0 | 7.3 | 11.5 | 2.3
September | 10.1 | 0 | 7.1 | 17.2 | 3.4
October | 15.4 | 0 | 7.3 | 22.7 | 4.5
November | 26 | 0 | 7.1 | 33.1 | 6.6
December | 28.3 | 0 | 7.3 | 35.6 | 7.1
Total | 236.2 | 0 | 86.1 | 322.3 | 64.5 | yearly energy
January
| solar | solar | direct | diffuse | outdoor | indoor | window | heating | blinds
| altitude | azimuth | radiation | radiation | temp. | temp. | temp. | load | closed
| (degrees) | (degrees) | (W-h/m2) | (W-h/m2) | (K) | (K) | (K) | (W-h/m2) | (% time)
midnight | -58.1 | 13.3 | 0 | 0 | 275.9 | 294.1 | 288.2 | 135.3 | 0
1:00 | -54.2 | 37.6 | 0 | 0 | 275.8 | 294.1 | 288.2 | 134.7 | 0
2:00 | -47.5 | 57.1 | 0 | 0 | 275.8 | 294.1 | 288.2 | 133.1 | 0
3:00 | -39.2 | 72.7 | 0 | 0 | 275.7 | 294.1 | 288.1 | 128.9 | 0
4:00 | -30.2 | 85.8 | 0 | 0 | 275.6 | 294.1 | 288.1 | 131.7 | 0
5:00 | -21.1 | 97.6 | 0 | 0 | 275.6 | 294.1 | 288.1 | 131.5 | 0
6:00 | -12.3 | 108.9 | 0 | 0 | 275.5 | 294.1 | 288.1 | 129.2 | 0
7:00 | -4 | 120.3 | 0 | 0 | 275.5 | 294.1 | 288.1 | 128 | 0
8:00 | 3.3 | 132.2 | 0 | 5.1 | 275.7 | 295 | 290.2 | 1.4 | 0
9:00 | 9.3 | 144.9 | 0 | 20.2 | 276.1 | 295.5 | 289.8 | 2.5 | 0
10:00 | 13.6 | 158.4 | 0 | 34.6 | 276.5 | 295.6 | 289.7 | 2.5 | 0
11:00 | 15.9 | 172.7 | 0 | 40.5 | 276.7 | 295.7 | 290.1 | 2.4 | 0
noon | 15.9 | -172.7 | 0 | 42.7 | 277.2 | 295.9 | 290.2 | 2.6 | 0
13:00 | 13.6 | -158.4 | 0 | 38.1 | 277.6 | 295.7 | 290.4 | 2.4 | 0
14:00 | 9.3 | -144.9 | 0 | 26.7 | 277.5 | 295.7 | 290.3 | 2.4 | 0
15:00 | 3.3 | -132.2 | 0 | 13.2 | 277.3 | 296 | 290.1 | 2.2 | 0
16:00 | -4 | -120.3 | 0 | 0.6 | 277 | 295.5 | 290.1 | 2.3 | 0
17:00 | -12.3 | -108.9 | 0 | 0 | 276.8 | 295.7 | 289.9 | 2.2 | 0
18:00 | -21.1 | -97.6 | 0 | 0 | 276.5 | 295.6 | 289.8 | 2.7 | 0
19:00 | -30.2 | -85.8 | 0 | 0 | 276.3 | 296 | 289.6 | 2.3 | 0
20:00 | -39.2 | -72.7 | 0 | 0 | 276.1 | 296 | 289.5 | 2.4 | 0
21:00 | -47.5 | -57.1 | 0 | 0 | 276.1 | 296 | 289.6 | 2.4 | 0
22:00 | -54.2 | -37.6 | 0 | 0 | 276 | 295.7 | 289.7 | 2.5 | 0
23:00 | -58.1 | -13.3 | 0 | 0 | 275.9 | 295.7 | 289.7 | 2.2 | 0
February
| solar | solar | direct | diffuse | outdoor | indoor | window | heating | blinds
| altitude | azimuth | radiation | radiation | temp. | temp. | temp. | load | closed
| (degrees) | (degrees) | (W-h/m2) | (W-h/m2) | (K) | (K) | (K) | (W-h/m2) | (% time)
midnight | -50.4 | 11.4 | 0 | 0 | 275.4 | 294.1 | 288 | 115.6 | 0
1:00 | -46.9 | 33 | 0 | 0 | 275.3 | 294.1 | 288 | 110.1 | 0
2:00 | -40.8 | 51.4 | 0 | 0 | 275.2 | 294.1 | 288 | 114.3 | 0
3:00 | -32.9 | 66.9 | 0 | 0 | 275.2 | 294.1 | 288 | 120.8 | 0
4:00 | -24.2 | 80.2 | 0 | 0 | 275.2 | 294.1 | 288 | 122.8 | 0
5:00 | -15.1 | 92.3 | 0 | 0 | 275.1 | 294.1 | 287.9 | 127.5 | 0
6:00 | -6.1 | 104 | 0 | 0 | 275.1 | 294.1 | 287.9 | 127.3 | 0
7:00 | 2.4 | 115.9 | 0 | 2.3 | 275.1 | 294.1 | 288 | 130.9 | 0
8:00 | 10.1 | 128.3 | 0 | 20.6 | 275.5 | 294.8 | 290 | 2.4 | 0
9:00 | 16.5 | 141.8 | 0 | 40.4 | 276.1 | 295.8 | 289.7 | 2 | 0
10:00 | 21.2 | 156.4 | 0 | 55.1 | 276.7 | 296 | 290.3 | 2.8 | 0
11:00 | 23.7 | 172 | 0 | 60.6 | 277.3 | 295.7 | 290.6 | 3 | 0
noon | 23.7 | -172 | 0 | 65.1 | 277.9 | 296.2 | 290.5 | 2.4 | 0
13:00 | 21.2 | -156.4 | 0 | 57 | 278.4 | 296.1 | 290.9 | 2.4 | 0
14:00 | 16.5 | -141.8 | 0 | 53.5 | 278.5 | 295.9 | 290.8 | 2.4 | 0
15:00 | 10.1 | -128.3 | 0 | 36 | 278.3 | 295.8 | 290.7 | 2.7 | 0
16:00 | 2.4 | -115.9 | 0 | 14.5 | 277.7 | 295.6 | 290 | 2.3 | 0
17:00 | -6.1 | -104 | 0 | 0.3 | 277.1 | 295.6 | 289.8 | 2.1 | 0
18:00 | -15.1 | -92.3 | 0 | 0 | 276.7 | 295.4 | 289.5 | 2 | 0
19:00 | -24.2 | -80.2 | 0 | 0 | 276.3 | 295.6 | 289.5 | 2.3 | 0
20:00 | -32.9 | -66.9 | 0 | 0 | 276 | 296 | 289.3 | 1.9 | 0
21:00 | -40.8 | -51.4 | 0 | 0 | 275.7 | 296 | 289.3 | 2.2 | 0
22:00 | -46.9 | -33 | 0 | 0 | 275.5 | 296.1 | 289.2 | 2 | 0
23:00 | -50.4 | -11.4 | 0 | 0 | 275.4 | 295.9 | 289.3 | 2.1 | 0
March
| solar | solar | direct | diffuse | outdoor | indoor | window | heating | blinds
| altitude | azimuth | radiation | radiation | temp. | temp. | temp. | load | closed
| (degrees) | (degrees) | (W-h/m2) | (W-h/m2) | (K) | (K) | (K) | (W-h/m2) | (% time)
midnight | -39 | 9.6 | 0 | 0 | 276.9 | 294.1 | 288.5 | 127.4 | 0
1:00 | -36 | 28.2 | 0 | 0 | 276.8 | 294.1 | 288.5 | 131.4 | 0
2:00 | -30.6 | 45 | 0 | 0 | 276.7 | 294.1 | 288.4 | 135.6 | 0
3:00 | -23.4 | 59.7 | 0 | 0 | 276.5 | 294.1 | 288.4 | 128.1 | 0
4:00 | -15 | 72.9 | 0 | 0 | 276.3 | 294.1 | 288.3 | 129.4 | 0
5:00 | -6.1 | 85.2 | 0 | 0 | 276.4 | 294.1 | 288.3 | 124.1 | 0
6:00 | 2.9 | 97.1 | 0 | 4.1 | 276.6 | 294.1 | 288.4 | 116.6 | 0
7:00 | 11.8 | 109.3 | 0 | 24.9 | 276.9 | 294.1 | 288.8 | 113.2 | 0
8:00 | 20 | 122.4 | 0 | 48.1 | 277.4 | 295.8 | 290.1 | 1.5 | 0
9:00 | 27 | 136.9 | 0 | 66.7 | 278 | 296.1 | 290.6 | 2.1 | 0
10:00 | 32.2 | 153.1 | 0 | 85.8 | 278.8 | 296 | 291.3 | 2.2 | 0
11:00 | 35.1 | 170.8 | 0 | 100 | 279.8 | 296.1 | 291.6 | 1.7 | 0
noon | 35.1 | -170.8 | 0 | 101.7 | 280.5 | 295.9 | 292 | 2 | 0
13:00 | 32.2 | -153.1 | 0 | 93 | 281.2 | 295.8 | 292.3 | 1.6 | 0
14:00 | 27 | -136.9 | 0 | 79.8 | 281.5 | 296.3 | 292.1 | 1.4 | 0
15:00 | 20 | -122.4 | 0 | 58.9 | 281.4 | 295.7 | 291.9 | 2.1 | 0
16:00 | 11.8 | -109.3 | 0 | 34.5 | 280.9 | 296.1 | 291.3 | 1.5 | 0
17:00 | 2.9 | -97.1 | 0 | 15.4 | 280.1 | 295.7 | 291.1 | 2.1 | 0
18:00 | -6.1 | -85.2 | 0 | 0 | 279.4 | 295.9 | 290.3 | 1.7 | 0
19:00 | -15 | -72.9 | 0 | 0 | 278.7 | 295.9 | 290.2 | 1.8 | 0
20:00 | -23.4 | -59.7 | 0 | 0 | 278.2 | 295.8 | 290 | 2.3 | 0
21:00 | -30.6 | -45 | 0 | 0 | 277.8 | 295.8 | 290 | 2.5 | 0
22:00 | -36 | -28.2 | 0 | 0 | 277.3 | 295.8 | 289.8 | 2.4 | 0
23:00 | -39 | -9.6 | 0 | 0 | 277.1 | 296.1 | 289.7 | 2.5 | 0
April
| solar | solar | direct | diffuse | outdoor | indoor | window | heating | blinds
| altitude | azimuth | radiation | radiation | temp. | temp. | temp. | load | closed
| (degrees) | (degrees) | (W-h/m2) | (W-h/m2) | (K) | (K) | (K) | (W-h/m2) | (% time)
midnight | -27.1 | 8.3 | 0 | 0 | 278.5 | 294.1 | 289 | 104.7 | 0
1:00 | -24.5 | 24.4 | 0 | 0 | 278.2 | 294.1 | 288.9 | 102.9 | 0
2:00 | -19.7 | 39.5 | 0 | 0 | 278 | 294.1 | 288.9 | 104.5 | 0
3:00 | -13.1 | 53.3 | 0 | 0 | 277.7 | 294.1 | 288.8 | 106.5 | 0
4:00 | -5.2 | 66 | 0 | 0 | 277.4 | 294.1 | 288.7 | 105.5 | 0
5:00 | 3.4 | 78 | 3 | 8 | 277.6 | 294.1 | 288.8 | 104.3 | 0
6:00 | 12.4 | 89.8 | 0.4 | 33.9 | 278.1 | 294.1 | 289.2 | 107.4 | 0
7:00 | 21.5 | 102 | 0 | 60.7 | 278.8 | 294.1 | 289.8 | 103.8 | 0
8:00 | 30.1 | 115.3 | 0 | 79.7 | 279.5 | 296.3 | 291.1 | 1.6 | 0
9:00 | 37.7 | 130.6 | 0 | 102.3 | 280.6 | 296.1 | 291.8 | 2.3 | 0
10:00 | 43.7 | 148.5 | 0 | 121.4 | 281.5 | 296.1 | 292.4 | 2 | 0
11:00 | 47 | 169.1 | 0 | 133.9 | 282.5 | 295.9 | 292.7 | 1.7 | 0
noon | 47 | -169.1 | 0 | 135.6 | 283.5 | 296 | 293.3 | 1.2 | 0
13:00 | 43.7 | -148.5 | 0 | 127.4 | 284.2 | 296.1 | 293.4 | 1.1 | 0
14:00 | 37.7 | -130.6 | 0 | 116.3 | 284.7 | 296 | 293.5 | 1 | 0
15:00 | 30.1 | -115.3 | 0 | 86.8 | 285 | 295.8 | 293.6 | 0.9 | 0
16:00 | 21.5 | -102 | 0 | 66.8 | 284.7 | 296 | 293 | 0.8 | 0
17:00 | 12.4 | -89.8 | 0.5 | 41.3 | 283.9 | 295.8 | 292.5 | 1.1 | 0
18:00 | 3.4 | -78 | 12.3 | 16.4 | 283 | 296 | 292.1 | 1.2 | 0
19:00 | -5.2 | -66 | 0 | 0 | 282 | 295.9 | 291.4 | 1 | 0
20:00 | -13.1 | -53.3 | 0 | 0 | 281 | 296.1 | 291 | 1.1 | 0
21:00 | -19.7 | -39.5 | 0 | 0 | 280 | 295.7 | 290.7 | 1.8 | 0
22:00 | -24.5 | -24.4 | 0 | 0 | 279.3 | 295.9 | 290.5 | 1.6 | 0
23:00 | -27.1 | -8.3 | 0 | 0 | 278.6 | 295.9 | 290.1 | 1.9 | 0
May
| solar | solar | direct | diffuse | outdoor | indoor | window | heating | blinds
| altitude | azimuth | radiation | radiation | temp. | temp. | temp. | load | closed
| (degrees) | (degrees) | (W-h/m2) | (W-h/m2) | (K) | (K) | (K) | (W-h/m2) | (% time)
midnight | -17.9 | 7.4 | 0 | 0 | 281 | 294.1 | 289.8 | 74.9 | 0
1:00 | -15.5 | 22 | 0 | 0 | 280.8 | 294.1 | 289.7 | 75.7 | 0
2:00 | -11.1 | 35.8 | 0 | 0 | 280.5 | 294.1 | 289.7 | 76.1 | 0
3:00 | -5 | 48.7 | 0 | 0 | 280.2 | 294.1 | 289.5 | 74.8 | 0
4:00 | 2.4 | 60.8 | 12.8 | 10.9 | 280.2 | 294.1 | 289.8 | 76.7 | 0
5:00 | 10.7 | 72.3 | 41.5 | 40.6 | 280.5 | 294.1 | 290.5 | 75.7 | 0
6:00 | 19.6 | 83.7 | 18 | 62.9 | 280.9 | 294.1 | 290.6 | 75.9 | 0
7:00 | 28.7 | 95.6 | 0 | 84.8 | 281.8 | 294.1 | 291 | 67.2 | 0
8:00 | 37.6 | 108.8 | 0 | 101.3 | 282.7 | 295.7 | 292.7 | 0.9 | 0
9:00 | 45.8 | 124.4 | 0 | 131.7 | 283.7 | 295.9 | 293.3 | 0.9 | 0
10:00 | 52.4 | 143.6 | 0 | 145.9 | 284.8 | 295.9 | 293.8 | 0.8 | 0
11:00 | 56.2 | 167.2 | 0 | 152.2 | 285.8 | 296.2 | 294.2 | 0.5 | 0
noon | 56.2 | -167.2 | 0 | 145.7 | 286.8 | 296.2 | 294.5 | 0.4 | 0
13:00 | 52.4 | -143.6 | 0 | 137.1 | 287.6 | 296.3 | 295 | 0.4 | 0
14:00 | 45.8 | -124.4 | 0 | 134.2 | 288 | 296.4 | 295 | 0.3 | 0
15:00 | 37.6 | -108.8 | 0 | 116.3 | 288 | 296.1 | 294.8 | 0.3 | 0
16:00 | 28.7 | -95.6 | 0 | 97.6 | 287.9 | 296.1 | 294.5 | 0.3 | 0
17:00 | 19.6 | -83.7 | 19 | 74.3 | 287.3 | 296.1 | 294.2 | 0.3 | 0
18:00 | 10.7 | -72.3 | 47.9 | 48.7 | 286.3 | 295.7 | 294 | 0.3 | 0
19:00 | 2.4 | -60.8 | 25.2 | 18.1 | 285.1 | 295.9 | 292.8 | 0.4 | 0
20:00 | -5 | -48.7 | 0 | 0 | 284 | 296 | 291.9 | 0.4 | 0
21:00 | -11.1 | -35.8 | 0 | 0 | 283.1 | 296.1 | 291.8 | 0.4 | 0
22:00 | -15.5 | -22 | 0 | 0 | 282.3 | 295.9 | 291.4 | 0.7 | 0
23:00 | -17.9 | -7.4 | 0 | 0 | 281.5 | 296 | 291.1 | 0.7 | 0
June
| solar | solar | direct | diffuse | outdoor | indoor | window | heating | blinds
| altitude | azimuth | radiation | radiation | temp. | temp. | temp. | load | closed
| (degrees) | (degrees) | (W-h/m2) | (W-h/m2) | (K) | (K) | (K) | (W-h/m2) | (% time)
midnight | -13.8 | 7 | 0 | 0 | 284.5 | 294.1 | 290.9 | 42.2 | 0
1:00 | -11.6 | 21 | 0 | 0 | 284.2 | 294.1 | 290.9 | 41.3 | 0
2:00 | -7.3 | 34.3 | 0 | 0 | 283.9 | 294.1 | 290.7 | 38 | 0
3:00 | -1.4 | 46.7 | 0 | 0 | 283.6 | 294.1 | 290.6 | 36.9 | 0
4:00 | 5.8 | 58.4 | 47 | 27.4 | 283.7 | 294.2 | 291.6 | 38.2 | 0
5:00 | 14 | 69.7 | 54.6 | 52.4 | 284.2 | 294.3 | 292.1 | 38 | 0
6:00 | 22.8 | 80.8 | 26.7 | 76.8 | 284.6 | 294.4 | 292.1 | 38.9 | 0
7:00 | 31.9 | 92.5 | 0 | 90.6 | 285.2 | 294.3 | 292.3 | 37.6 | 0
8:00 | 40.9 | 105.5 | 0 | 104.6 | 286.2 | 296 | 294.1 | 0.3 | 0
9:00 | 49.2 | 121 | 0 | 130.5 | 287.2 | 296.4 | 294.6 | 0.3 | 0
10:00 | 56.1 | 140.8 | 0 | 140.9 | 288.1 | 296.2 | 295.1 | 0.2 | 0
11:00 | 60.2 | 166 | 0 | 149.1 | 289.1 | 296.8 | 295.9 | 0.3 | 0
noon | 60.2 | -166 | 0 | 150.4 | 290 | 297.2 | 296.4 | 0.1 | 0
13:00 | 56.1 | -140.8 | 0 | 149.6 | 290.6 | 297.5 | 296.6 | 0.1 | 0
14:00 | 49.2 | -121 | 0 | 133.5 | 291 | 297.4 | 296.6 | 0 | 0
15:00 | 40.9 | -105.5 | 0 | 111.8 | 291.1 | 297.3 | 296.3 | 0 | 0
16:00 | 31.9 | -92.5 | 0 | 113.1 | 290.9 | 297 | 296.1 | 0 | 0
17:00 | 22.8 | -80.8 | 25.1 | 93.4 | 290.2 | 297 | 295.6 | 0.1 | 0
18:00 | 14 | -69.7 | 50.8 | 67.2 | 289.3 | 296.6 | 295.4 | 0.2 | 0
19:00 | 5.8 | -58.4 | 47.8 | 41 | 288.3 | 296.5 | 294.6 | 0.2 | 0
20:00 | -1.4 | -46.7 | 0 | 0 | 287.4 | 296.2 | 293.4 | 0.3 | 0
21:00 | -7.3 | -34.3 | 0 | 0 | 286.4 | 296 | 293.1 | 0.2 | 0
22:00 | -11.6 | -21 | 0 | 0 | 285.7 | 296 | 292.6 | 0.4 | 0
23:00 | -13.8 | -7 | 0 | 0 | 284.8 | 296.1 | 292.4 | 0.3 | 0
July
| solar | solar | direct | diffuse | outdoor | indoor | window | heating | blinds
| altitude | azimuth | radiation | radiation | temp. | temp. | temp. | load | closed
| (degrees) | (degrees) | (W-h/m2) | (W-h/m2) | (K) | (K) | (K) | (W-h/m2) | (% time)
midnight | -15.9 | 7.2 | 0 | 0 | 286.4 | 295.1 | 292.3 | 15.4 | 0
1:00 | -13.7 | 21.5 | 0 | 0 | 286.1 | 294.7 | 291.9 | 19 | 0
2:00 | -9.3 | 35.1 | 0 | 0 | 285.6 | 294.4 | 291.5 | 19.3 | 0
3:00 | -3.3 | 47.8 | 0 | 0 | 285.3 | 294.3 | 291.3 | 17.7 | 0
4:00 | 4 | 59.7 | 7.4 | 13.9 | 285.5 | 294.3 | 291.6 | 18.5 | 0
5:00 | 12.3 | 71 | 22.1 | 43.4 | 285.8 | 294.6 | 292.3 | 16.3 | 0
6:00 | 21.1 | 82.3 | 12.9 | 72.5 | 286.4 | 295.1 | 293 | 16.6 | 0
7:00 | 30.2 | 94.1 | 0 | 90.2 | 286.8 | 295.6 | 293.6 | 14.5 | 0
8:00 | 39.2 | 107.3 | 0 | 107.5 | 287.6 | 297 | 295.2 | 0 | 0
9:00 | 47.4 | 122.8 | 0 | 130 | 288.7 | 297.1 | 295.7 | 0 | 0
10:00 | 54.2 | 142.4 | 0 | 152.9 | 289.7 | 297.4 | 296.5 | 0 | 0
11:00 | 58.1 | 166.6 | 0 | 166.1 | 290.7 | 297.7 | 296.9 | 0 | 0
noon | 58.1 | -166.6 | 0 | 174.3 | 291.7 | 297.5 | 297.5 | 0 | 0
13:00 | 54.2 | -142.4 | 0 | 161.4 | 292.5 | 297.7 | 297.8 | 0 | 0
14:00 | 47.4 | -122.8 | 0 | 145.3 | 292.9 | 297.4 | 297.5 | 0 | 0
15:00 | 39.2 | -107.3 | 0 | 120.5 | 293 | 297.4 | 297.2 | 0 | 0
16:00 | 30.2 | -94.1 | 0 | 114.7 | 292.8 | 297.3 | 297.1 | 0 | 0
17:00 | 21.1 | -82.3 | 18.9 | 91.1 | 292.4 | 297.3 | 296.8 | 0 | 0
18:00 | 12.3 | -71 | 59.5 | 68.5 | 291.5 | 297.5 | 296.8 | 0 | 0
19:00 | 4 | -59.7 | 57.7 | 35.1 | 290.4 | 297.2 | 296.1 | 0 | 0
20:00 | -3.3 | -47.8 | 0 | 0 | 289.3 | 297 | 294.4 | 0 | 0
21:00 | -9.3 | -35.1 | 0 | 0 | 288.4 | 297.1 | 294.2 | 0 | 0
22:00 | -13.7 | -21.5 | 0 | 0 | 287.5 | 296.8 | 294 | 0.1 | 0
23:00 | -15.9 | -7.2 | 0 | 0 | 286.8 | 297 | 293.5 | 0 | 0
August
| solar | solar | direct | diffuse | outdoor | indoor | window | heating | blinds
| altitude | azimuth | radiation | radiation | temp. | temp. | temp. | load | closed
| (degrees) | (degrees) | (W-h/m2) | (W-h/m2) | (K) | (K) | (K) | (W-h/m2) | (% time)
midnight | -23.7 | 7.9 | 0 | 0 | 286.4 | 294.9 | 292.2 | 13.5 | 0
1:00 | -21.3 | 23.5 | 0 | 0 | 286 | 294.6 | 291.8 | 14.8 | 0
2:00 | -16.6 | 38.1 | 0 | 0 | 285.9 | 294.4 | 291.6 | 16.5 | 0
3:00 | -10.1 | 51.6 | 0 | 0 | 285.4 | 294.3 | 291.4 | 17.6 | 0
4:00 | -2.4 | 64.1 | 0 | 0 | 285.1 | 294.2 | 291.2 | 19.9 | 0
5:00 | 6 | 75.9 | 12.7 | 19 | 285.3 | 294.3 | 291.6 | 18.9 | 0
6:00 | 15.1 | 87.6 | 5.8 | 45.6 | 285.9 | 294.6 | 292.2 | 17.7 | 0
7:00 | 24.2 | 99.7 | 0 | 76 | 286.5 | 295.2 | 293.1 | 17.7 | 0
8:00 | 32.9 | 113.1 | 0 | 96.4 | 287.3 | 296.8 | 294.7 | 0 | 0
9:00 | 40.7 | 128.5 | 0 | 119 | 288.2 | 297.1 | 295.3 | 0 | 0
10:00 | 46.9 | 146.9 | 0 | 144.3 | 289.3 | 297.1 | 295.9 | 0 | 0
11:00 | 50.3 | 168.5 | 0 | 156.9 | 290.4 | 297.1 | 296.4 | 0 | 0
noon | 50.3 | -168.5 | 0 | 169.1 | 291.3 | 297.3 | 297.1 | 0 | 0
13:00 | 46.9 | -146.9 | 0 | 150.2 | 292 | 297.5 | 297.3 | 0 | 0
14:00 | 40.7 | -128.5 | 0 | 130.8 | 292.5 | 297.3 | 297.3 | 0 | 0
15:00 | 32.9 | -113.1 | 0 | 103.7 | 292.6 | 297.6 | 296.8 | 0 | 0
16:00 | 24.2 | -99.7 | 0 | 76.7 | 292.2 | 297.5 | 296.5 | 0 | 0
17:00 | 15.1 | -87.6 | 6.3 | 56.4 | 291.7 | 297.4 | 296 | 0 | 0
18:00 | 6 | -75.9 | 24.9 | 35.1 | 290.9 | 297.2 | 295.7 | 0 | 0
19:00 | -2.4 | -64.1 | 0 | 6 | 289.9 | 297.1 | 295 | 0 | 0
20:00 | -10.1 | -51.6 | 0 | 0 | 289 | 296.9 | 294.5 | 0 | 0
21:00 | -16.6 | -38.1 | 0 | 0 | 288.1 | 297 | 294.1 | 0 | 0
22:00 | -21.3 | -23.5 | 0 | 0 | 287.3 | 296.6 | 293.7 | 0 | 0
23:00 | -23.7 | -7.9 | 0 | 0 | 286.6 | 296.6 | 293.4 | 0 | 0
September
| solar | solar | direct | diffuse | outdoor | indoor | window | heating | blinds
| altitude | azimuth | radiation | radiation | temp. | temp. | temp. | load | closed
| (degrees) | (degrees) | (W-h/m2) | (W-h/m2) | (K) | (K) | (K) | (W-h/m2) | (% time)
midnight | -35.1 | 9.1 | 0 | 0 | 284.9 | 294.9 | 291.7 | 42.2 | 0
1:00 | -32.3 | 26.9 | 0 | 0 | 284.8 | 294.6 | 291.4 | 42.2 | 0
2:00 | -27.1 | 43.1 | 0 | 0 | 284.5 | 294.5 | 291.2 | 41.8 | 0
3:00 | -20 | 57.5 | 0 | 0 | 284.3 | 294.4 | 291.1 | 41.2 | 0
4:00 | -11.8 | 70.6 | 0 | 0 | 284.1 | 294.3 | 290.9 | 41.9 | 0
5:00 | -3 | 82.8 | 0 | 0.3 | 284 | 294.2 | 290.9 | 44.1 | 0
6:00 | 6 | 94.7 | 0 | 19.9 | 284.3 | 294.2 | 291.2 | 41.9 | 0
7:00 | 15 | 107 | 0 | 44.4 | 284.7 | 294.5 | 291.7 | 36.9 | 0
8:00 | 23.3 | 120.2 | 0 | 67.9 | 285.4 | 297 | 293.5 | 0.4 | 0
9:00 | 30.6 | 135 | 0 | 89.9 | 286.1 | 297 | 294 | 0.5 | 0
10:00 | 36 | 151.7 | 0 | 104.9 | 286.8 | 296.9 | 294.6 | 0.4 | 0
11:00 | 39 | 170.3 | 0 | 105.9 | 287.6 | 296.9 | 294.9 | 0.2 | 0
noon | 39 | -170.3 | 0 | 104.9 | 288.3 | 296.9 | 295.2 | 0.1 | 0
13:00 | 36 | -151.7 | 0 | 101.4 | 288.9 | 297.1 | 295.4 | 0.2 | 0
14:00 | 30.6 | -135 | 0 | 92.6 | 289.4 | 297.3 | 295.4 | 0.2 | 0
15:00 | 23.3 | -120.2 | 0 | 73.2 | 289.5 | 297.2 | 295.3 | 0.1 | 0
16:00 | 15 | -107 | 0 | 44.6 | 289.3 | 297 | 294.7 | 0.1 | 0
17:00 | 6 | -94.7 | 0 | 23.9 | 288.6 | 297 | 294.4 | 0.1 | 0
18:00 | -3 | -82.8 | 0 | 2.4 | 287.8 | 296.9 | 293.9 | 0.2 | 0
19:00 | -11.8 | -70.6 | 0 | 0 | 287.1 | 296.8 | 293.7 | 0.4 | 0
20:00 | -20 | -57.5 | 0 | 0 | 286.5 | 296.5 | 293.4 | 0.5 | 0
21:00 | -27.1 | -43.1 | 0 | 0 | 285.9 | 296.5 | 293 | 0.4 | 0
22:00 | -32.3 | -26.9 | 0 | 0 | 285.3 | 297 | 292.8 | 0.6 | 0
23:00 | -35.1 | -9.1 | 0 | 0 | 285 | 296.7 | 292.9 | 0.6 | 0
October
| solar | solar | direct | diffuse | outdoor | indoor | window | heating | blinds
| altitude | azimuth | radiation | radiation | temp. | temp. | temp. | load | closed
| (degrees) | (degrees) | (W-h/m2) | (W-h/m2) | (K) | (K) | (K) | (W-h/m2) | (% time)
midnight | -47 | 10.8 | 0 | 0 | 282.1 | 294.2 | 290.3 | 57.5 | 0
1:00 | -43.7 | 31.4 | 0 | 0 | 282.1 | 294.1 | 290.2 | 56.5 | 0
2:00 | -37.8 | 49.3 | 0 | 0 | 282 | 294.1 | 290.1 | 58 | 0
3:00 | -30.1 | 64.6 | 0 | 0 | 281.8 | 294.1 | 290.1 | 58.9 | 0
4:00 | -21.5 | 78 | 0 | 0 | 281.8 | 294.1 | 290.1 | 60.4 | 0
5:00 | -12.4 | 90.2 | 0 | 0 | 281.7 | 294.1 | 290 | 65.1 | 0
6:00 | -3.4 | 102 | 0 | 0.8 | 281.8 | 294.1 | 290.1 | 65.9 | 0
7:00 | 5.2 | 114 | 0 | 16.8 | 282.2 | 294.1 | 290.4 | 64.5 | 0
8:00 | 13 | 126.6 | 0 | 37.6 | 282.6 | 296.1 | 291.7 | 0.6 | 0
9:00 | 19.7 | 140.4 | 0 | 61.3 | 283.3 | 296.1 | 292.6 | 0.9 | 0
10:00 | 24.5 | 155.5 | 0 | 70.4 | 283.9 | 296.5 | 292.9 | 0.7 | 0
11:00 | 27.1 | 171.7 | 0 | 81.3 | 284.6 | 296.2 | 293.1 | 0.8 | 0
noon | 27.1 | -171.7 | 0 | 79 | 285.1 | 296.1 | 293.4 | 0.9 | 0
13:00 | 24.5 | -155.5 | 0 | 65.6 | 285.4 | 296.5 | 293.2 | 0.6 | 0
14:00 | 19.7 | -140.4 | 0 | 49.7 | 285.5 | 296.4 | 293.2 | 0.7 | 0
15:00 | 13 | -126.6 | 0 | 33.4 | 285.3 | 295.7 | 293.1 | 0.6 | 0
16:00 | 5.2 | -114 | 0 | 14.6 | 284.7 | 296.2 | 292.4 | 0.5 | 0
17:00 | -3.4 | -102 | 0 | 0.4 | 284.1 | 296.2 | 292.2 | 0.6 | 0
18:00 | -12.4 | -90.2 | 0 | 0 | 283.5 | 296 | 291.8 | 0.8 | 0
19:00 | -21.5 | -78 | 0 | 0 | 283.1 | 296.1 | 291.9 | 0.6 | 0
20:00 | -30.1 | -64.6 | 0 | 0 | 282.8 | 296 | 291.5 | 0.7 | 0
21:00 | -37.8 | -49.3 | 0 | 0 | 282.5 | 296.3 | 291.6 | 0.6 | 0
22:00 | -43.7 | -31.4 | 0 | 0 | 282.4 | 296.3 | 291.6 | 0.6 | 0
23:00 | -47 | -10.8 | 0 | 0 | 282.2 | 296.1 | 291.6 | 0.7 | 0
November
| solar | solar | direct | diffuse | outdoor | indoor | window | heating | blinds
| altitude | azimuth | radiation | radiation | temp. | temp. | temp. | load | closed
| (degrees) | (degrees) | (W-h/m2) | (W-h/m2) | (K) | (K) | (K) | (W-h/m2) | (% time)
midnight | -56.2 | 12.8 | 0 | 0 | 278.9 | 294.1 | 289.1 | 103.1 | 0
1:00 | -52.4 | 36.3 | 0 | 0 | 278.8 | 294.1 | 289.1 | 103.7 | 0
2:00 | -45.8 | 55.6 | 0 | 0 | 278.6 | 294.1 | 289.1 | 109.9 | 0
3:00 | -37.7 | 71.1 | 0 | 0 | 278.5 | 294.1 | 289 | 106.3 | 0
4:00 | -28.8 | 84.3 | 0 | 0 | 278.4 | 294.1 | 289 | 102.2 | 0
5:00 | -19.7 | 96.2 | 0 | 0 | 278.4 | 294.1 | 289 | 105.7 | 0
6:00 | -10.7 | 107.7 | 0 | 0 | 278.3 | 294.1 | 289 | 106 | 0
7:00 | -2.4 | 119.2 | 0 | 1 | 278.2 | 294.1 | 288.9 | 106.6 | 0
8:00 | 5 | 131.2 | 0 | 16 | 278.4 | 295 | 290.5 | 1.5 | 0
9:00 | 11.1 | 144.1 | 0 | 30.1 | 278.8 | 295.8 | 290.6 | 1.6 | 0
10:00 | 15.5 | 157.9 | 0 | 45.9 | 279.2 | 296.2 | 290.7 | 1.6 | 0
11:00 | 17.8 | 172.5 | 0 | 57.8 | 279.7 | 296.1 | 291.3 | 2.1 | 0
noon | 17.8 | -172.5 | 0 | 55.3 | 280.1 | 295.9 | 291.3 | 1.6 | 0
13:00 | 15.5 | -157.9 | 0 | 47.3 | 280.3 | 295.9 | 291.3 | 1.7 | 0
14:00 | 11.1 | -144.1 | 0 | 30.2 | 280.4 | 295.9 | 291.1 | 1.5 | 0
15:00 | 5 | -131.2 | 0 | 12.9 | 280.2 | 296.1 | 291.1 | 1.3 | 0
16:00 | -2.4 | -119.2 | 0 | 0 | 280 | 295.7 | 290.7 | 1.4 | 0
17:00 | -10.7 | -107.7 | 0 | 0 | 279.7 | 296.1 | 290.6 | 1.3 | 0
18:00 | -19.7 | -96.2 | 0 | 0 | 279.6 | 296.1 | 290.7 | 1.4 | 0
19:00 | -28.8 | -84.3 | 0 | 0 | 279.4 | 296.1 | 290.6 | 1.3 | 0
20:00 | -37.7 | -71.1 | 0 | 0 | 279.4 | 296 | 290.6 | 1.7 | 0
21:00 | -45.8 | -55.6 | 0 | 0 | 279.2 | 295.6 | 290.8 | 1.6 | 0
22:00 | -52.4 | -36.3 | 0 | 0 | 279 | 295.7 | 290.3 | 1.4 | 0
23:00 | -56.2 | -12.8 | 0 | 0 | 278.8 | 295.9 | 290.3 | 1.5 | 0
December
| solar | solar | direct | diffuse | outdoor | indoor | window | heating | blinds
| altitude | azimuth | radiation | radiation | temp. | temp. | temp. | load | closed
| (degrees) | (degrees) | (W-h/m2) | (W-h/m2) | (K) | (K) | (K) | (W-h/m2) | (% time)
midnight | -60.2 | 13.9 | 0 | 0 | 276.9 | 294.1 | 288.5 | 108 | 0
1:00 | -56.1 | 39.1 | 0 | 0 | 276.8 | 294.1 | 288.5 | 111.7 | 0
2:00 | -49.2 | 58.9 | 0 | 0 | 276.8 | 294.1 | 288.5 | 112.1 | 0
3:00 | -40.9 | 74.4 | 0 | 0 | 276.8 | 294.1 | 288.5 | 112.1 | 0
4:00 | -31.9 | 87.4 | 0 | 0 | 276.9 | 294.1 | 288.5 | 109.4 | 0
5:00 | -22.8 | 99.1 | 0 | 0 | 277 | 294.1 | 288.5 | 112.5 | 0
6:00 | -14 | 110.2 | 0 | 0 | 276.9 | 294.1 | 288.5 | 109.6 | 0
7:00 | -5.8 | 121.5 | 0 | 0 | 276.9 | 294.1 | 288.5 | 106.8 | 0
8:00 | 1.4 | 133.2 | 0 | 1.8 | 277.1 | 294.8 | 290.5 | 1.7 | 0
9:00 | 7.3 | 145.7 | 0 | 14.9 | 277.3 | 295.5 | 290 | 2 | 0
10:00 | 11.6 | 158.9 | 0 | 28.6 | 277.7 | 296.2 | 290.1 | 1.9 | 0
11:00 | 13.8 | 172.9 | 0 | 36.8 | 277.9 | 295.8 | 290.5 | 2.3 | 0
noon | 13.8 | -172.9 | 0 | 37.9 | 278.2 | 295.8 | 290.6 | 2.1 | 0
13:00 | 11.6 | -158.9 | 0 | 29 | 278.4 | 295.9 | 290.3 | 1.7 | 0
14:00 | 7.3 | -145.7 | 0 | 18.1 | 278.3 | 296 | 290.4 | 2.1 | 0
15:00 | 1.4 | -133.2 | 0 | 4.7 | 278.2 | 295.6 | 290.2 | 1.8 | 0
16:00 | -5.8 | -121.5 | 0 | 0 | 277.8 | 295.7 | 289.9 | 1.8 | 0
17:00 | -14 | -110.2 | 0 | 0 | 277.7 | 295.9 | 290 | 1.7 | 0
18:00 | -22.8 | -99.1 | 0 | 0 | 277.5 | 295.8 | 290.1 | 1.8 | 0
19:00 | -31.9 | -87.4 | 0 | 0 | 277.5 | 295.9 | 290 | 1.9 | 0
20:00 | -40.9 | -74.4 | 0 | 0 | 277.3 | 295.6 | 290 | 1.9 | 0
21:00 | -49.2 | -58.9 | 0 | 0 | 277.1 | 295.6 | 289.8 | 1.7 | 0
22:00 | -56.1 | -39.1 | 0 | 0 | 277.1 | 295.9 | 290 | 1.7 | 0
23:00 | -60.2 | -13.9 | 0 | 0 | 277 | 295.8 | 289.9 | 1.8 | 0

## Sheet38
Scenario Two (yellow)
Tue Dec 03 2019 23:18:39 GMT+0000 (Greenwich Mean Time)
Setup Information:
Building
Location | UK - London
Building length, side A | N/A
Building length, side B | N/A
Simulation Type
Simulation Type | one_sided
Window Description
Typology | dgu_nb
Glazing Type | clear
Window Area | 38%
Wall Description
Insulation R-Value | 99999999.9 m2-K/W
Occupancy
Type | Low-rise Residential
Occupancy Load | 0.000 people per m2
Lighting Requirements | 400 lux
Equipment Load | 0.00 W/m2
Room Ventilation
Air Change Rate per Occupant | 15.0 liters / sec per person
Total Air Change Rate | 0.0 roomfuls per hour
Lighting Control
Lighting Control | lights do not respond to daylight: all lights fully on while building is occupied
Representative Room
Orientation | north
Room Depth | 27 m
Room Width | 5 m
Room Height | 2.2 m
Thermal Mass
Thermal Mass | none
Overhang
Overhang Depth | 0 m
Roof
Roof Type | adiabatic roof
Simulation Results:
Primary Energy Use and CO2 Emissions
| heating | cooling | lighting | total | CO2
| energy | energy | energy | energy | emissions
| (kWh/m2) | (kWh/m2) | (kWh/m2) | (kWh/m2) | (kg/m2)
January | 33.8 | 0 | 7.3 | 41.1 | 8.2
February | 28.2 | 0 | 6.6 | 34.8 | 7
March | 32.1 | 0 | 7.3 | 39.4 | 7.9
April | 25.8 | 0 | 7.1 | 32.9 | 6.6
May | 18.7 | 0 | 7.3 | 26 | 5.2
June | 9.4 | 0 | 7.1 | 16.5 | 3.3
July | 4.2 | 0 | 7.3 | 11.5 | 2.3
August | 4.2 | 0 | 7.3 | 11.5 | 2.3
September | 10.1 | 0 | 7.1 | 17.2 | 3.4
October | 15.4 | 0 | 7.3 | 22.7 | 4.5
November | 26 | 0 | 7.1 | 33.1 | 6.6
December | 28.3 | 0 | 7.3 | 35.6 | 7.1
Total | 236.2 | 0 | 86.1 | 322.3 | 64.5 | yearly energy
January
| solar | solar | direct | diffuse | outdoor | indoor | window | heating | blinds
| altitude | azimuth | radiation | radiation | temp. | temp. | temp. | load | closed
| (degrees) | (degrees) | (W-h/m2) | (W-h/m2) | (K) | (K) | (K) | (W-h/m2) | (% time)
midnight | -58.1 | 13.3 | 0 | 0 | 275.9 | 294.1 | 288.2 | 135.1 | 0
1:00 | -54.2 | 37.6 | 0 | 0 | 275.8 | 294.1 | 288.2 | 134.7 | 0
2:00 | -47.5 | 57.1 | 0 | 0 | 275.8 | 294.1 | 288.2 | 133.1 | 0
3:00 | -39.2 | 72.7 | 0 | 0 | 275.7 | 294.1 | 288.1 | 129 | 0
4:00 | -30.2 | 85.8 | 0 | 0 | 275.6 | 294.1 | 288.1 | 131.7 | 0
5:00 | -21.1 | 97.6 | 0 | 0 | 275.6 | 294.1 | 288.1 | 131.5 | 0
6:00 | -12.3 | 108.9 | 0 | 0 | 275.5 | 294.1 | 288.1 | 129.2 | 0
7:00 | -4 | 120.3 | 0 | 0 | 275.5 | 294.1 | 288.1 | 128 | 0
8:00 | 3.3 | 132.2 | 0 | 5.1 | 275.7 | 295.2 | 290.1 | 1.3 | 0
9:00 | 9.3 | 144.9 | 0 | 20.2 | 276.1 | 295.5 | 289.7 | 2.6 | 0
10:00 | 13.6 | 158.4 | 0 | 34.6 | 276.5 | 295.8 | 289.7 | 2.5 | 0
11:00 | 15.9 | 172.7 | 0 | 40.5 | 276.7 | 295.9 | 290.1 | 2.5 | 0
noon | 15.9 | -172.7 | 0 | 42.7 | 277.2 | 295.7 | 290.2 | 2.5 | 0
13:00 | 13.6 | -158.4 | 0 | 38.1 | 277.6 | 296 | 290.4 | 2.4 | 0
14:00 | 9.3 | -144.9 | 0 | 26.7 | 277.5 | 295.8 | 290.2 | 2.7 | 0
15:00 | 3.3 | -132.2 | 0 | 13.2 | 277.3 | 295.9 | 289.9 | 2.2 | 0
16:00 | -4 | -120.3 | 0 | 0.6 | 277 | 296.1 | 289.8 | 1.8 | 0
17:00 | -12.3 | -108.9 | 0 | 0 | 276.8 | 295.9 | 289.7 | 2.7 | 0
18:00 | -21.1 | -97.6 | 0 | 0 | 276.5 | 295.9 | 289.4 | 2.4 | 0
19:00 | -30.2 | -85.8 | 0 | 0 | 276.3 | 296 | 289.5 | 2.5 | 0
20:00 | -39.2 | -72.7 | 0 | 0 | 276.1 | 296.1 | 289.2 | 2.4 | 0
21:00 | -47.5 | -57.1 | 0 | 0 | 276.1 | 296.2 | 289.4 | 2.1 | 0
22:00 | -54.2 | -37.6 | 0 | 0 | 276 | 296.2 | 289.3 | 2.4 | 0
23:00 | -58.1 | -13.3 | 0 | 0 | 275.9 | 296.1 | 289.3 | 2.6 | 0
February
| solar | solar | direct | diffuse | outdoor | indoor | window | heating | blinds
| altitude | azimuth | radiation | radiation | temp. | temp. | temp. | load | closed
| (degrees) | (degrees) | (W-h/m2) | (W-h/m2) | (K) | (K) | (K) | (W-h/m2) | (% time)
midnight | -50.4 | 11.4 | 0 | 0 | 275.4 | 294.1 | 288 | 115.7 | 0
1:00 | -46.9 | 33 | 0 | 0 | 275.3 | 294.1 | 288 | 110.2 | 0
2:00 | -40.8 | 51.4 | 0 | 0 | 275.2 | 294.1 | 288 | 114.3 | 0
3:00 | -32.9 | 66.9 | 0 | 0 | 275.2 | 294.1 | 288 | 120.9 | 0
4:00 | -24.2 | 80.2 | 0 | 0 | 275.2 | 294.1 | 288 | 122.9 | 0
5:00 | -15.1 | 92.3 | 0 | 0 | 275.1 | 294.1 | 287.9 | 127.5 | 0
6:00 | -6.1 | 104 | 0 | 0 | 275.1 | 294.1 | 287.9 | 127.3 | 0
7:00 | 2.4 | 115.9 | 0 | 2.3 | 275.1 | 294.1 | 288 | 131 | 0
8:00 | 10.1 | 128.3 | 0 | 20.6 | 275.5 | 294.8 | 290.1 | 2.4 | 0
9:00 | 16.5 | 141.8 | 0 | 40.4 | 276.1 | 295.8 | 289.9 | 2 | 0
10:00 | 21.2 | 156.4 | 0 | 55.1 | 276.7 | 295.9 | 290.3 | 2.8 | 0
11:00 | 23.7 | 172 | 0 | 60.6 | 277.3 | 295.6 | 290.6 | 3 | 0
noon | 23.7 | -172 | 0 | 65.1 | 277.9 | 296.2 | 290.5 | 2.4 | 0
13:00 | 21.2 | -156.4 | 0 | 57 | 278.4 | 296 | 290.9 | 2.4 | 0
14:00 | 16.5 | -141.8 | 0 | 53.5 | 278.5 | 295.8 | 290.9 | 2.5 | 0
15:00 | 10.1 | -128.3 | 0 | 36 | 278.3 | 296 | 290.7 | 2.2 | 0
16:00 | 2.4 | -115.9 | 0 | 14.5 | 277.7 | 295.8 | 289.9 | 2.3 | 0
17:00 | -6.1 | -104 | 0 | 0.3 | 277.1 | 295.8 | 289.8 | 2.1 | 0
18:00 | -15.1 | -92.3 | 0 | 0 | 276.7 | 295.6 | 289.7 | 2 | 0
19:00 | -24.2 | -80.2 | 0 | 0 | 276.3 | 295.7 | 289.7 | 2.4 | 0
20:00 | -32.9 | -66.9 | 0 | 0 | 276 | 295.9 | 289.4 | 2 | 0
21:00 | -40.8 | -51.4 | 0 | 0 | 275.7 | 296 | 289.3 | 2.2 | 0
22:00 | -46.9 | -33 | 0 | 0 | 275.5 | 295.7 | 289.3 | 2.3 | 0
23:00 | -50.4 | -11.4 | 0 | 0 | 275.4 | 295.8 | 289.1 | 2 | 0
March
| solar | solar | direct | diffuse | outdoor | indoor | window | heating | blinds
| altitude | azimuth | radiation | radiation | temp. | temp. | temp. | load | closed
| (degrees) | (degrees) | (W-h/m2) | (W-h/m2) | (K) | (K) | (K) | (W-h/m2) | (% time)
midnight | -39 | 9.6 | 0 | 0 | 276.9 | 294.1 | 288.5 | 127.5 | 0
1:00 | -36 | 28.2 | 0 | 0 | 276.8 | 294.1 | 288.5 | 131.4 | 0
2:00 | -30.6 | 45 | 0 | 0 | 276.7 | 294.1 | 288.4 | 135.6 | 0
3:00 | -23.4 | 59.7 | 0 | 0 | 276.5 | 294.1 | 288.4 | 128.1 | 0
4:00 | -15 | 72.9 | 0 | 0 | 276.3 | 294.1 | 288.3 | 129.4 | 0
5:00 | -6.1 | 85.2 | 0 | 0 | 276.4 | 294.1 | 288.3 | 124.2 | 0
6:00 | 2.9 | 97.1 | 0 | 4.1 | 276.6 | 294.1 | 288.4 | 116.6 | 0
7:00 | 11.8 | 109.3 | 0 | 24.9 | 276.9 | 294.1 | 288.8 | 113.2 | 0
8:00 | 20 | 122.4 | 0 | 48.1 | 277.4 | 295.8 | 290.1 | 1.5 | 0
9:00 | 27 | 136.9 | 0 | 66.7 | 278 | 296.1 | 290.7 | 2 | 0
10:00 | 32.2 | 153.1 | 0 | 85.8 | 278.8 | 295.7 | 291.4 | 2.2 | 0
11:00 | 35.1 | 170.8 | 0 | 100 | 279.8 | 296.1 | 291.7 | 1.7 | 0
noon | 35.1 | -170.8 | 0 | 101.7 | 280.5 | 295.9 | 291.9 | 2 | 0
13:00 | 32.2 | -153.1 | 0 | 93 | 281.2 | 295.7 | 292.3 | 1.6 | 0
14:00 | 27 | -136.9 | 0 | 79.8 | 281.5 | 296.1 | 292.1 | 1.4 | 0
15:00 | 20 | -122.4 | 0 | 58.9 | 281.4 | 295.5 | 292 | 2.1 | 0
16:00 | 11.8 | -109.3 | 0 | 34.5 | 280.9 | 296.1 | 291.2 | 1.4 | 0
17:00 | 2.9 | -97.1 | 0 | 15.4 | 280.1 | 295.7 | 291 | 2.1 | 0
18:00 | -6.1 | -85.2 | 0 | 0 | 279.4 | 296 | 290.4 | 1.6 | 0
19:00 | -15 | -72.9 | 0 | 0 | 278.7 | 296 | 290.1 | 1.8 | 0
20:00 | -23.4 | -59.7 | 0 | 0 | 278.2 | 295.8 | 290.3 | 2.5 | 0
21:00 | -30.6 | -45 | 0 | 0 | 277.8 | 295.5 | 289.9 | 2.4 | 0
22:00 | -36 | -28.2 | 0 | 0 | 277.3 | 296.1 | 289.6 | 2.1 | 0
23:00 | -39 | -9.6 | 0 | 0 | 277.1 | 296 | 289.7 | 2.7 | 0
April
| solar | solar | direct | diffuse | outdoor | indoor | window | heating | blinds
| altitude | azimuth | radiation | radiation | temp. | temp. | temp. | load | closed
| (degrees) | (degrees) | (W-h/m2) | (W-h/m2) | (K) | (K) | (K) | (W-h/m2) | (% time)
midnight | -27.1 | 8.3 | 0 | 0 | 278.5 | 294.1 | 289 | 104.8 | 0
1:00 | -24.5 | 24.4 | 0 | 0 | 278.2 | 294.1 | 288.9 | 102.9 | 0
2:00 | -19.7 | 39.5 | 0 | 0 | 278 | 294.1 | 288.9 | 104.5 | 0
3:00 | -13.1 | 53.3 | 0 | 0 | 277.7 | 294.1 | 288.8 | 106.6 | 0
4:00 | -5.2 | 66 | 0 | 0 | 277.4 | 294.1 | 288.7 | 105.5 | 0
5:00 | 3.4 | 78 | 3 | 8 | 277.6 | 294.1 | 288.8 | 104.4 | 0
6:00 | 12.4 | 89.8 | 0.4 | 33.9 | 278.1 | 294.1 | 289.2 | 107.4 | 0
7:00 | 21.5 | 102 | 0 | 60.7 | 278.8 | 294.1 | 289.8 | 103.8 | 0
8:00 | 30.1 | 115.3 | 0 | 79.7 | 279.5 | 296.3 | 291.1 | 1.6 | 0
9:00 | 37.7 | 130.6 | 0 | 102.3 | 280.6 | 296.1 | 291.7 | 2.3 | 0
10:00 | 43.7 | 148.5 | 0 | 121.4 | 281.5 | 295.9 | 292.4 | 2 | 0
11:00 | 47 | 169.1 | 0 | 133.9 | 282.5 | 295.8 | 292.8 | 1.6 | 0
noon | 47 | -169.1 | 0 | 135.6 | 283.5 | 296 | 293.2 | 1.2 | 0
13:00 | 43.7 | -148.5 | 0 | 127.4 | 284.2 | 295.8 | 293.6 | 1.2 | 0
14:00 | 37.7 | -130.6 | 0 | 116.3 | 284.7 | 296 | 293.6 | 0.9 | 0
15:00 | 30.1 | -115.3 | 0 | 86.8 | 285 | 295.7 | 293.7 | 0.9 | 0
16:00 | 21.5 | -102 | 0 | 66.8 | 284.7 | 295.9 | 293.1 | 0.8 | 0
17:00 | 12.4 | -89.8 | 0.5 | 41.3 | 283.9 | 295.9 | 292.4 | 1.1 | 0
18:00 | 3.4 | -78 | 12.3 | 16.4 | 283 | 296.1 | 292.1 | 1.2 | 0
19:00 | -5.2 | -66 | 0 | 0 | 282 | 295.4 | 291.4 | 1.2 | 0
20:00 | -13.1 | -53.3 | 0 | 0 | 281 | 295.6 | 291.1 | 1.3 | 0
21:00 | -19.7 | -39.5 | 0 | 0 | 280 | 295.8 | 290.5 | 1.4 | 0
22:00 | -24.5 | -24.4 | 0 | 0 | 279.3 | 295.8 | 290.4 | 1.6 | 0
23:00 | -27.1 | -8.3 | 0 | 0 | 278.6 | 295.9 | 290.2 | 1.9 | 0
May
| solar | solar | direct | diffuse | outdoor | indoor | window | heating | blinds
| altitude | azimuth | radiation | radiation | temp. | temp. | temp. | load | closed
| (degrees) | (degrees) | (W-h/m2) | (W-h/m2) | (K) | (K) | (K) | (W-h/m2) | (% time)
midnight | -17.9 | 7.4 | 0 | 0 | 281 | 294.1 | 289.8 | 74.9 | 0
1:00 | -15.5 | 22 | 0 | 0 | 280.8 | 294.1 | 289.7 | 75.7 | 0
2:00 | -11.1 | 35.8 | 0 | 0 | 280.5 | 294.1 | 289.7 | 76.2 | 0
3:00 | -5 | 48.7 | 0 | 0 | 280.2 | 294.1 | 289.5 | 74.8 | 0
4:00 | 2.4 | 60.8 | 12.8 | 10.9 | 280.2 | 294.1 | 289.8 | 76.8 | 0
5:00 | 10.7 | 72.3 | 41.5 | 40.6 | 280.5 | 294.1 | 290.5 | 75.7 | 0
6:00 | 19.6 | 83.7 | 18 | 62.9 | 280.9 | 294.1 | 290.6 | 75.9 | 0
7:00 | 28.7 | 95.6 | 0 | 84.8 | 281.8 | 294.1 | 291 | 67.2 | 0
8:00 | 37.6 | 108.8 | 0 | 101.3 | 282.7 | 295.8 | 292.7 | 0.9 | 0
9:00 | 45.8 | 124.4 | 0 | 131.7 | 283.7 | 295.9 | 293.3 | 0.9 | 0
10:00 | 52.4 | 143.6 | 0 | 145.9 | 284.8 | 296 | 293.8 | 0.8 | 0
11:00 | 56.2 | 167.2 | 0 | 152.2 | 285.8 | 295.9 | 294.3 | 0.5 | 0
noon | 56.2 | -167.2 | 0 | 145.7 | 286.8 | 296.1 | 294.5 | 0.4 | 0
13:00 | 52.4 | -143.6 | 0 | 137.1 | 287.6 | 296.1 | 295.1 | 0.3 | 0
14:00 | 45.8 | -124.4 | 0 | 134.2 | 288 | 296.4 | 295.1 | 0.3 | 0
15:00 | 37.6 | -108.8 | 0 | 116.3 | 288 | 296.3 | 294.8 | 0.3 | 0
16:00 | 28.7 | -95.6 | 0 | 97.6 | 287.9 | 295.9 | 294.7 | 0.4 | 0
17:00 | 19.6 | -83.7 | 19 | 74.3 | 287.3 | 296.1 | 293.9 | 0.3 | 0
18:00 | 10.7 | -72.3 | 47.9 | 48.7 | 286.3 | 296.1 | 293.8 | 0.3 | 0
19:00 | 2.4 | -60.8 | 25.2 | 18.1 | 285.1 | 296.1 | 293.1 | 0.4 | 0
20:00 | -5 | -48.7 | 0 | 0 | 284 | 295.6 | 292.1 | 0.4 | 0
21:00 | -11.1 | -35.8 | 0 | 0 | 283.1 | 296 | 291.5 | 0.4 | 0
22:00 | -15.5 | -22 | 0 | 0 | 282.3 | 295.9 | 291.3 | 0.7 | 0
23:00 | -17.9 | -7.4 | 0 | 0 | 281.5 | 296.1 | 291 | 0.8 | 0
June
| solar | solar | direct | diffuse | outdoor | indoor | window | heating | blinds
| altitude | azimuth | radiation | radiation | temp. | temp. | temp. | load | closed
| (degrees) | (degrees) | (W-h/m2) | (W-h/m2) | (K) | (K) | (K) | (W-h/m2) | (% time)
midnight | -13.8 | 7 | 0 | 0 | 284.5 | 294.1 | 290.9 | 42.3 | 0
1:00 | -11.6 | 21 | 0 | 0 | 284.2 | 294.1 | 290.9 | 41.3 | 0
2:00 | -7.3 | 34.3 | 0 | 0 | 283.9 | 294.1 | 290.7 | 38 | 0
3:00 | -1.4 | 46.7 | 0 | 0 | 283.6 | 294.1 | 290.6 | 36.9 | 0
4:00 | 5.8 | 58.4 | 47 | 27.4 | 283.7 | 294.2 | 291.6 | 38.2 | 0
5:00 | 14 | 69.7 | 54.6 | 52.4 | 284.2 | 294.3 | 292.1 | 38 | 0
6:00 | 22.8 | 80.8 | 26.7 | 76.8 | 284.6 | 294.4 | 292.1 | 38.8 | 0
7:00 | 31.9 | 92.5 | 0 | 90.6 | 285.2 | 294.3 | 292.3 | 37.6 | 0
8:00 | 40.9 | 105.5 | 0 | 104.6 | 286.2 | 296 | 294.1 | 0.3 | 0
9:00 | 49.2 | 121 | 0 | 130.5 | 287.2 | 296.4 | 294.6 | 0.3 | 0
10:00 | 56.1 | 140.8 | 0 | 140.9 | 288.1 | 296.2 | 295.1 | 0.2 | 0
11:00 | 60.2 | 166 | 0 | 149.1 | 289.1 | 296.7 | 295.9 | 0.3 | 0
noon | 60.2 | -166 | 0 | 150.4 | 290 | 297 | 296.4 | 0.1 | 0
13:00 | 56.1 | -140.8 | 0 | 149.6 | 290.6 | 297.3 | 296.7 | 0 | 0
14:00 | 49.2 | -121 | 0 | 133.5 | 291 | 297.3 | 296.5 | 0 | 0
15:00 | 40.9 | -105.5 | 0 | 111.8 | 291.1 | 297.4 | 296.3 | 0 | 0
16:00 | 31.9 | -92.5 | 0 | 113.1 | 290.9 | 297.1 | 296.1 | 0 | 0
17:00 | 22.8 | -80.8 | 25.1 | 93.4 | 290.2 | 297 | 295.6 | 0.1 | 0
18:00 | 14 | -69.7 | 50.8 | 67.2 | 289.3 | 296.4 | 295.5 | 0.3 | 0
19:00 | 5.8 | -58.4 | 47.8 | 41 | 288.3 | 296.4 | 294.7 | 0.1 | 0
20:00 | -1.4 | -46.7 | 0 | 0 | 287.4 | 296.1 | 293.5 | 0.3 | 0
21:00 | -7.3 | -34.3 | 0 | 0 | 286.4 | 296.1 | 292.9 | 0.2 | 0
22:00 | -11.6 | -21 | 0 | 0 | 285.7 | 296.1 | 292.7 | 0.4 | 0
23:00 | -13.8 | -7 | 0 | 0 | 284.8 | 295.9 | 292.4 | 0.4 | 0
July
| solar | solar | direct | diffuse | outdoor | indoor | window | heating | blinds
| altitude | azimuth | radiation | radiation | temp. | temp. | temp. | load | closed
| (degrees) | (degrees) | (W-h/m2) | (W-h/m2) | (K) | (K) | (K) | (W-h/m2) | (% time)
midnight | -15.9 | 7.2 | 0 | 0 | 286.4 | 295.1 | 292.3 | 15.6 | 0
1:00 | -13.7 | 21.5 | 0 | 0 | 286.1 | 294.7 | 291.9 | 19 | 0
2:00 | -9.3 | 35.1 | 0 | 0 | 285.6 | 294.4 | 291.6 | 19.3 | 0
3:00 | -3.3 | 47.8 | 0 | 0 | 285.3 | 294.2 | 291.3 | 17.7 | 0
4:00 | 4 | 59.7 | 7.4 | 13.9 | 285.5 | 294.3 | 291.6 | 18.5 | 0
5:00 | 12.3 | 71 | 22.1 | 43.4 | 285.8 | 294.6 | 292.3 | 16.3 | 0
6:00 | 21.1 | 82.3 | 12.9 | 72.5 | 286.4 | 295.1 | 293 | 16.6 | 0
7:00 | 30.2 | 94.1 | 0 | 90.2 | 286.8 | 295.5 | 293.6 | 14.5 | 0
8:00 | 39.2 | 107.3 | 0 | 107.5 | 287.6 | 296.9 | 295.2 | 0 | 0
9:00 | 47.4 | 122.8 | 0 | 130 | 288.7 | 297.1 | 295.6 | 0 | 0
10:00 | 54.2 | 142.4 | 0 | 152.9 | 289.7 | 297.4 | 296.4 | 0 | 0
11:00 | 58.1 | 166.6 | 0 | 166.1 | 290.7 | 297.5 | 296.8 | 0 | 0
noon | 58.1 | -166.6 | 0 | 174.3 | 291.7 | 297.8 | 297.5 | 0 | 0
13:00 | 54.2 | -142.4 | 0 | 161.4 | 292.5 | 297.8 | 297.8 | 0 | 0
14:00 | 47.4 | -122.8 | 0 | 145.3 | 292.9 | 297.3 | 297.5 | 0 | 0
15:00 | 39.2 | -107.3 | 0 | 120.5 | 293 | 297.4 | 297.2 | 0 | 0
16:00 | 30.2 | -94.1 | 0 | 114.7 | 292.8 | 297.3 | 297.2 | 0 | 0
17:00 | 21.1 | -82.3 | 18.9 | 91.1 | 292.4 | 297.3 | 296.7 | 0 | 0
18:00 | 12.3 | -71 | 59.5 | 68.5 | 291.5 | 297.4 | 296.8 | 0 | 0
19:00 | 4 | -59.7 | 57.7 | 35.1 | 290.4 | 297.2 | 296.2 | 0 | 0
20:00 | -3.3 | -47.8 | 0 | 0 | 289.3 | 297.3 | 294.4 | 0 | 0
21:00 | -9.3 | -35.1 | 0 | 0 | 288.4 | 296.8 | 294.3 | 0 | 0
22:00 | -13.7 | -21.5 | 0 | 0 | 287.5 | 296.9 | 293.9 | 0.1 | 0
23:00 | -15.9 | -7.2 | 0 | 0 | 286.8 | 296.9 | 293.6 | 0 | 0
August
| solar | solar | direct | diffuse | outdoor | indoor | window | heating | blinds
| altitude | azimuth | radiation | radiation | temp. | temp. | temp. | load | closed
| (degrees) | (degrees) | (W-h/m2) | (W-h/m2) | (K) | (K) | (K) | (W-h/m2) | (% time)
midnight | -23.7 | 7.9 | 0 | 0 | 286.4 | 294.8 | 292.1 | 13.5 | 0
1:00 | -21.3 | 23.5 | 0 | 0 | 286 | 294.5 | 291.7 | 14.8 | 0
2:00 | -16.6 | 38.1 | 0 | 0 | 285.9 | 294.4 | 291.6 | 16.5 | 0
3:00 | -10.1 | 51.6 | 0 | 0 | 285.4 | 294.2 | 291.3 | 17.7 | 0
4:00 | -2.4 | 64.1 | 0 | 0 | 285.1 | 294.2 | 291.2 | 19.9 | 0
5:00 | 6 | 75.9 | 12.7 | 19 | 285.3 | 294.3 | 291.6 | 18.9 | 0
6:00 | 15.1 | 87.6 | 5.8 | 45.6 | 285.9 | 294.6 | 292.2 | 17.7 | 0
7:00 | 24.2 | 99.7 | 0 | 76 | 286.5 | 295.2 | 293 | 17.7 | 0
8:00 | 32.9 | 113.1 | 0 | 96.4 | 287.3 | 296.7 | 294.7 | 0 | 0
9:00 | 40.7 | 128.5 | 0 | 119 | 288.2 | 297 | 295.3 | 0 | 0
10:00 | 46.9 | 146.9 | 0 | 144.3 | 289.3 | 297 | 295.8 | 0 | 0
11:00 | 50.3 | 168.5 | 0 | 156.9 | 290.4 | 297.2 | 296.5 | 0 | 0
noon | 50.3 | -168.5 | 0 | 169.1 | 291.3 | 297.3 | 297.1 | 0 | 0
13:00 | 46.9 | -146.9 | 0 | 150.2 | 292 | 297.7 | 297.3 | 0 | 0
14:00 | 40.7 | -128.5 | 0 | 130.8 | 292.5 | 297.5 | 297.3 | 0 | 0
15:00 | 32.9 | -113.1 | 0 | 103.7 | 292.6 | 297.5 | 297 | 0 | 0
16:00 | 24.2 | -99.7 | 0 | 76.7 | 292.2 | 297.6 | 296.5 | 0 | 0
17:00 | 15.1 | -87.6 | 6.3 | 56.4 | 291.7 | 297.3 | 296.1 | 0 | 0
18:00 | 6 | -75.9 | 24.9 | 35.1 | 290.9 | 297.4 | 295.7 | 0 | 0
19:00 | -2.4 | -64.1 | 0 | 6 | 289.9 | 297.1 | 294.9 | 0 | 0
20:00 | -10.1 | -51.6 | 0 | 0 | 289 | 297 | 294.5 | 0 | 0
21:00 | -16.6 | -38.1 | 0 | 0 | 288.1 | 297.1 | 294.1 | 0 | 0
22:00 | -21.3 | -23.5 | 0 | 0 | 287.3 | 296.6 | 293.8 | 0 | 0
23:00 | -23.7 | -7.9 | 0 | 0 | 286.6 | 296.6 | 293.5 | 0.1 | 0
September
| solar | solar | direct | diffuse | outdoor | indoor | window | heating | blinds
| altitude | azimuth | radiation | radiation | temp. | temp. | temp. | load | closed
| (degrees) | (degrees) | (W-h/m2) | (W-h/m2) | (K) | (K) | (K) | (W-h/m2) | (% time)
midnight | -35.1 | 9.1 | 0 | 0 | 284.9 | 294.9 | 291.7 | 42.1 | 0
1:00 | -32.3 | 26.9 | 0 | 0 | 284.8 | 294.6 | 291.4 | 42.3 | 0
2:00 | -27.1 | 43.1 | 0 | 0 | 284.5 | 294.4 | 291.2 | 41.8 | 0
3:00 | -20 | 57.5 | 0 | 0 | 284.3 | 294.3 | 291 | 41.2 | 0
4:00 | -11.8 | 70.6 | 0 | 0 | 284.1 | 294.3 | 290.9 | 42 | 0
5:00 | -3 | 82.8 | 0 | 0.3 | 284 | 294.2 | 290.9 | 44.1 | 0
6:00 | 6 | 94.7 | 0 | 19.9 | 284.3 | 294.2 | 291.2 | 41.9 | 0
7:00 | 15 | 107 | 0 | 44.4 | 284.7 | 294.5 | 291.7 | 36.9 | 0
8:00 | 23.3 | 120.2 | 0 | 67.9 | 285.4 | 297 | 293.5 | 0.4 | 0
9:00 | 30.6 | 135 | 0 | 89.9 | 286.1 | 297 | 294.1 | 0.5 | 0
10:00 | 36 | 151.7 | 0 | 104.9 | 286.8 | 297 | 294.6 | 0.4 | 0
11:00 | 39 | 170.3 | 0 | 105.9 | 287.6 | 297 | 294.9 | 0.2 | 0
noon | 39 | -170.3 | 0 | 104.9 | 288.3 | 296.9 | 295.3 | 0.2 | 0
13:00 | 36 | -151.7 | 0 | 101.4 | 288.9 | 297.2 | 295.4 | 0.2 | 0
14:00 | 30.6 | -135 | 0 | 92.6 | 289.4 | 297.1 | 295.5 | 0.2 | 0
15:00 | 23.3 | -120.2 | 0 | 73.2 | 289.5 | 297 | 295.3 | 0.1 | 0
16:00 | 15 | -107 | 0 | 44.6 | 289.3 | 297.2 | 294.8 | 0 | 0
17:00 | 6 | -94.7 | 0 | 23.9 | 288.6 | 297 | 294.3 | 0.1 | 0
18:00 | -3 | -82.8 | 0 | 2.4 | 287.8 | 297 | 293.9 | 0.2 | 0
19:00 | -11.8 | -70.6 | 0 | 0 | 287.1 | 296.6 | 293.7 | 0.4 | 0
20:00 | -20 | -57.5 | 0 | 0 | 286.5 | 296.7 | 293.2 | 0.4 | 0
21:00 | -27.1 | -43.1 | 0 | 0 | 285.9 | 296.8 | 293.1 | 0.4 | 0
22:00 | -32.3 | -26.9 | 0 | 0 | 285.3 | 296.7 | 293.1 | 0.6 | 0
23:00 | -35.1 | -9.1 | 0 | 0 | 285 | 296.8 | 293 | 0.6 | 0
October
| solar | solar | direct | diffuse | outdoor | indoor | window | heating | blinds
| altitude | azimuth | radiation | radiation | temp. | temp. | temp. | load | closed
| (degrees) | (degrees) | (W-h/m2) | (W-h/m2) | (K) | (K) | (K) | (W-h/m2) | (% time)
midnight | -47 | 10.8 | 0 | 0 | 282.1 | 294.2 | 290.3 | 57.3 | 0
1:00 | -43.7 | 31.4 | 0 | 0 | 282.1 | 294.1 | 290.2 | 56.6 | 0
2:00 | -37.8 | 49.3 | 0 | 0 | 282 | 294.1 | 290.1 | 58 | 0
3:00 | -30.1 | 64.6 | 0 | 0 | 281.8 | 294.1 | 290.1 | 59 | 0
4:00 | -21.5 | 78 | 0 | 0 | 281.8 | 294.1 | 290.1 | 60.4 | 0
5:00 | -12.4 | 90.2 | 0 | 0 | 281.7 | 294.1 | 290 | 65.2 | 0
6:00 | -3.4 | 102 | 0 | 0.8 | 281.8 | 294.1 | 290.1 | 65.9 | 0
7:00 | 5.2 | 114 | 0 | 16.8 | 282.2 | 294.1 | 290.4 | 64.5 | 0
8:00 | 13 | 126.6 | 0 | 37.6 | 282.6 | 296 | 291.8 | 0.6 | 0
9:00 | 19.7 | 140.4 | 0 | 61.3 | 283.3 | 296.1 | 292.6 | 0.9 | 0
10:00 | 24.5 | 155.5 | 0 | 70.4 | 283.9 | 296.5 | 292.9 | 0.7 | 0
11:00 | 27.1 | 171.7 | 0 | 81.3 | 284.6 | 296.2 | 293.1 | 0.8 | 0
noon | 27.1 | -171.7 | 0 | 79 | 285.1 | 296.4 | 293.3 | 0.8 | 0
13:00 | 24.5 | -155.5 | 0 | 65.6 | 285.4 | 296.3 | 293.4 | 0.7 | 0
14:00 | 19.7 | -140.4 | 0 | 49.7 | 285.5 | 296.4 | 293.1 | 0.6 | 0
15:00 | 13 | -126.6 | 0 | 33.4 | 285.3 | 296.1 | 293.1 | 0.6 | 0
16:00 | 5.2 | -114 | 0 | 14.6 | 284.7 | 296.2 | 292.5 | 0.6 | 0
17:00 | -3.4 | -102 | 0 | 0.4 | 284.1 | 296 | 292.3 | 0.7 | 0
18:00 | -12.4 | -90.2 | 0 | 0 | 283.5 | 296.1 | 291.8 | 0.7 | 0
19:00 | -21.5 | -78 | 0 | 0 | 283.1 | 296 | 291.8 | 0.7 | 0
20:00 | -30.1 | -64.6 | 0 | 0 | 282.8 | 296 | 291.6 | 0.7 | 0
21:00 | -37.8 | -49.3 | 0 | 0 | 282.5 | 296.2 | 291.5 | 0.6 | 0
22:00 | -43.7 | -31.4 | 0 | 0 | 282.4 | 296.5 | 291.6 | 0.6 | 0
23:00 | -47 | -10.8 | 0 | 0 | 282.2 | 296.4 | 291.7 | 0.6 | 0
November
| solar | solar | direct | diffuse | outdoor | indoor | window | heating | blinds
| altitude | azimuth | radiation | radiation | temp. | temp. | temp. | load | closed
| (degrees) | (degrees) | (W-h/m2) | (W-h/m2) | (K) | (K) | (K) | (W-h/m2) | (% time)
midnight | -56.2 | 12.8 | 0 | 0 | 278.9 | 294.1 | 289.1 | 103.2 | 0
1:00 | -52.4 | 36.3 | 0 | 0 | 278.8 | 294.1 | 289.1 | 103.8 | 0
2:00 | -45.8 | 55.6 | 0 | 0 | 278.6 | 294.1 | 289.1 | 109.9 | 0
3:00 | -37.7 | 71.1 | 0 | 0 | 278.5 | 294.1 | 289 | 106.3 | 0
4:00 | -28.8 | 84.3 | 0 | 0 | 278.4 | 294.1 | 289 | 102.2 | 0
5:00 | -19.7 | 96.2 | 0 | 0 | 278.4 | 294.1 | 289 | 105.7 | 0
6:00 | -10.7 | 107.7 | 0 | 0 | 278.3 | 294.1 | 289 | 106 | 0
7:00 | -2.4 | 119.2 | 0 | 1 | 278.2 | 294.1 | 288.9 | 106.6 | 0
8:00 | 5 | 131.2 | 0 | 16 | 278.4 | 295 | 290.5 | 1.4 | 0
9:00 | 11.1 | 144.1 | 0 | 30.1 | 278.8 | 295.8 | 290.6 | 1.5 | 0
10:00 | 15.5 | 157.9 | 0 | 45.9 | 279.2 | 295.9 | 290.9 | 1.6 | 0
11:00 | 17.8 | 172.5 | 0 | 57.8 | 279.7 | 296.3 | 291.2 | 2 | 0
noon | 17.8 | -172.5 | 0 | 55.3 | 280.1 | 295.8 | 291.5 | 1.6 | 0
13:00 | 15.5 | -157.9 | 0 | 47.3 | 280.3 | 296 | 291.1 | 1.6 | 0
14:00 | 11.1 | -144.1 | 0 | 30.2 | 280.4 | 296.2 | 291.1 | 1.4 | 0
15:00 | 5 | -131.2 | 0 | 12.9 | 280.2 | 296.1 | 291.1 | 1.3 | 0
16:00 | -2.4 | -119.2 | 0 | 0 | 280 | 296.2 | 290.7 | 1.4 | 0
17:00 | -10.7 | -107.7 | 0 | 0 | 279.7 | 296.2 | 290.7 | 1.4 | 0
18:00 | -19.7 | -96.2 | 0 | 0 | 279.6 | 296.4 | 290.6 | 1.4 | 0
19:00 | -28.8 | -84.3 | 0 | 0 | 279.4 | 296 | 290.7 | 1.4 | 0
20:00 | -37.7 | -71.1 | 0 | 0 | 279.4 | 296.2 | 290.5 | 1.5 | 0
21:00 | -45.8 | -55.6 | 0 | 0 | 279.2 | 296.1 | 290.6 | 1.5 | 0
22:00 | -52.4 | -36.3 | 0 | 0 | 279 | 295.6 | 290.6 | 1.6 | 0
23:00 | -56.2 | -12.8 | 0 | 0 | 278.8 | 295.8 | 290.4 | 1.4 | 0
December
| solar | solar | direct | diffuse | outdoor | indoor | window | heating | blinds
| altitude | azimuth | radiation | radiation | temp. | temp. | temp. | load | closed
| (degrees) | (degrees) | (W-h/m2) | (W-h/m2) | (K) | (K) | (K) | (W-h/m2) | (% time)
midnight | -60.2 | 13.9 | 0 | 0 | 276.9 | 294.1 | 288.5 | 108 | 0
1:00 | -56.1 | 39.1 | 0 | 0 | 276.8 | 294.1 | 288.5 | 111.8 | 0
2:00 | -49.2 | 58.9 | 0 | 0 | 276.8 | 294.1 | 288.5 | 112.1 | 0
3:00 | -40.9 | 74.4 | 0 | 0 | 276.8 | 294.1 | 288.5 | 112.1 | 0
4:00 | -31.9 | 87.4 | 0 | 0 | 276.9 | 294.1 | 288.5 | 109.5 | 0
5:00 | -22.8 | 99.1 | 0 | 0 | 277 | 294.1 | 288.5 | 112.5 | 0
6:00 | -14 | 110.2 | 0 | 0 | 276.9 | 294.1 | 288.5 | 109.6 | 0
7:00 | -5.8 | 121.5 | 0 | 0 | 276.9 | 294.1 | 288.5 | 106.9 | 0
8:00 | 1.4 | 133.2 | 0 | 1.8 | 277.1 | 294.8 | 290.5 | 1.5 | 0
9:00 | 7.3 | 145.7 | 0 | 14.9 | 277.3 | 295.4 | 290 | 2 | 0
10:00 | 11.6 | 158.9 | 0 | 28.6 | 277.7 | 296.2 | 290.1 | 1.9 | 0
11:00 | 13.8 | 172.9 | 0 | 36.8 | 277.9 | 295.9 | 290.5 | 2.1 | 0
noon | 13.8 | -172.9 | 0 | 37.9 | 278.2 | 295.7 | 290.4 | 2.2 | 0
13:00 | 11.6 | -158.9 | 0 | 29 | 278.4 | 296.1 | 290.4 | 1.6 | 0
14:00 | 7.3 | -145.7 | 0 | 18.1 | 278.3 | 295.7 | 290.5 | 2.3 | 0
15:00 | 1.4 | -133.2 | 0 | 4.7 | 278.2 | 295.7 | 290.1 | 1.8 | 0
16:00 | -5.8 | -121.5 | 0 | 0 | 277.8 | 296 | 290 | 1.8 | 0
17:00 | -14 | -110.2 | 0 | 0 | 277.7 | 296 | 290 | 1.6 | 0
18:00 | -22.8 | -99.1 | 0 | 0 | 277.5 | 296.2 | 289.8 | 1.8 | 0
19:00 | -31.9 | -87.4 | 0 | 0 | 277.5 | 296.2 | 290 | 1.8 | 0
20:00 | -40.9 | -74.4 | 0 | 0 | 277.3 | 295.7 | 290.1 | 1.8 | 0
21:00 | -49.2 | -58.9 | 0 | 0 | 277.1 | 295.6 | 290 | 1.8 | 0
22:00 | -56.1 | -39.1 | 0 | 0 | 277.1 | 295.8 | 289.7 | 1.5 | 0
23:00 | -60.2 | -13.9 | 0 | 0 | 277 | 295.8 | 289.6 | 1.8 | 0

## Sheet39
Scenario Three (red)
Tue Dec 03 2019 23:18:46 GMT+0000 (Greenwich Mean Time)
Setup Information:
Building
Location | UK - London
Building length, side A | N/A
Building length, side B | N/A
Simulation Type
Simulation Type | one_sided
Window Description
Typology | dgu_nb
Glazing Type | clear
Window Area | 39%
Wall Description
Insulation R-Value | 99999999.9 m2-K/W
Occupancy
Type | Low-rise Residential
Occupancy Load | 0.000 people per m2
Lighting Requirements | 400 lux
Equipment Load | 0.00 W/m2
Room Ventilation
Air Change Rate per Occupant | 15.0 liters / sec per person
Total Air Change Rate | 0.0 roomfuls per hour
Lighting Control
Lighting Control | lights do not respond to daylight: all lights fully on while building is occupied
Representative Room
Orientation | north
Room Depth | 27 m
Room Width | 5 m
Room Height | 2.2 m
Thermal Mass
Thermal Mass | none
Overhang
Overhang Depth | 0 m
Roof
Roof Type | adiabatic roof
Simulation Results:
Primary Energy Use and CO2 Emissions
| heating | cooling | lighting | total | CO2
| energy | energy | energy | energy | emissions
| (kWh/m2) | (kWh/m2) | (kWh/m2) | (kWh/m2) | (kg/m2)
January | 33.8 | 0 | 7.3 | 41.1 | 8.2
February | 28.1 | 0 | 6.6 | 34.7 | 6.9
March | 32.2 | 0 | 7.3 | 39.5 | 7.9
April | 25.9 | 0 | 7.1 | 33 | 6.6
May | 18.8 | 0 | 7.3 | 26.1 | 5.2
June | 9.4 | 0 | 7.1 | 16.5 | 3.3
July | 4.2 | 0 | 7.3 | 11.5 | 2.3
August | 4.2 | 0 | 7.3 | 11.5 | 2.3
September | 10.1 | 0 | 7.1 | 17.2 | 3.4
October | 15.4 | 0 | 7.3 | 22.7 | 4.5
November | 26 | 0 | 7.1 | 33.1 | 6.6
December | 28.3 | 0 | 7.3 | 35.6 | 7.1
Total | 236.4 | 0 | 86.1 | 322.5 | 64.5 | yearly energy
January
| solar | solar | direct | diffuse | outdoor | indoor | window | heating | blinds
| altitude | azimuth | radiation | radiation | temp. | temp. | temp. | load | closed
| (degrees) | (degrees) | (W-h/m2) | (W-h/m2) | (K) | (K) | (K) | (W-h/m2) | (% time)
midnight | -58.1 | 13.3 | 0 | 0 | 275.9 | 294.1 | 288.2 | 135.4 | 0
1:00 | -54.2 | 37.6 | 0 | 0 | 275.8 | 294.1 | 288.2 | 134.7 | 0
2:00 | -47.5 | 57.1 | 0 | 0 | 275.8 | 294.1 | 288.2 | 133.2 | 0
3:00 | -39.2 | 72.7 | 0 | 0 | 275.7 | 294.1 | 288.1 | 129 | 0
4:00 | -30.2 | 85.8 | 0 | 0 | 275.6 | 294.1 | 288.1 | 131.7 | 0
5:00 | -21.1 | 97.6 | 0 | 0 | 275.6 | 294.1 | 288.1 | 131.6 | 0
6:00 | -12.3 | 108.9 | 0 | 0 | 275.5 | 294.1 | 288.1 | 129.2 | 0
7:00 | -4 | 120.3 | 0 | 0 | 275.5 | 294.1 | 288.1 | 128.1 | 0
8:00 | 3.3 | 132.2 | 0 | 5.1 | 275.7 | 295.3 | 290.1 | 1.3 | 0
9:00 | 9.3 | 144.9 | 0 | 20.2 | 276.1 | 295.5 | 290 | 2.5 | 0
10:00 | 13.6 | 158.4 | 0 | 34.6 | 276.5 | 295.6 | 289.8 | 2.5 | 0
11:00 | 15.9 | 172.7 | 0 | 40.5 | 276.7 | 295.9 | 290.1 | 2.4 | 0
noon | 15.9 | -172.7 | 0 | 42.7 | 277.2 | 295.8 | 290.2 | 2.3 | 0
13:00 | 13.6 | -158.4 | 0 | 38.1 | 277.6 | 296 | 290.5 | 2.5 | 0
14:00 | 9.3 | -144.9 | 0 | 26.7 | 277.5 | 295.8 | 290.2 | 2.3 | 0
15:00 | 3.3 | -132.2 | 0 | 13.2 | 277.3 | 296.1 | 289.8 | 2.3 | 0
16:00 | -4 | -120.3 | 0 | 0.6 | 277 | 296.2 | 289.6 | 1.8 | 0
17:00 | -12.3 | -108.9 | 0 | 0 | 276.8 | 296.2 | 289.5 | 2.4 | 0
18:00 | -21.1 | -97.6 | 0 | 0 | 276.5 | 296 | 289.5 | 2.9 | 0
19:00 | -30.2 | -85.8 | 0 | 0 | 276.3 | 295.7 | 289.5 | 2.6 | 0
20:00 | -39.2 | -72.7 | 0 | 0 | 276.1 | 295.7 | 289.3 | 2.3 | 0
21:00 | -47.5 | -57.1 | 0 | 0 | 276.1 | 295.9 | 289.3 | 2 | 0
22:00 | -54.2 | -37.6 | 0 | 0 | 276 | 295.9 | 289.1 | 2.5 | 0
23:00 | -58.1 | -13.3 | 0 | 0 | 275.9 | 295.9 | 289.2 | 2.5 | 0
February
| solar | solar | direct | diffuse | outdoor | indoor | window | heating | blinds
| altitude | azimuth | radiation | radiation | temp. | temp. | temp. | load | closed
| (degrees) | (degrees) | (W-h/m2) | (W-h/m2) | (K) | (K) | (K) | (W-h/m2) | (% time)
midnight | -50.4 | 11.4 | 0 | 0 | 275.4 | 294.1 | 288 | 115.6 | 0
1:00 | -46.9 | 33 | 0 | 0 | 275.3 | 294.1 | 288 | 110.2 | 0
2:00 | -40.8 | 51.4 | 0 | 0 | 275.2 | 294.1 | 288 | 114.4 | 0
3:00 | -32.9 | 66.9 | 0 | 0 | 275.2 | 294.1 | 288 | 120.9 | 0
4:00 | -24.2 | 80.2 | 0 | 0 | 275.2 | 294.1 | 288 | 122.9 | 0
5:00 | -15.1 | 92.3 | 0 | 0 | 275.1 | 294.1 | 287.9 | 127.5 | 0
6:00 | -6.1 | 104 | 0 | 0 | 275.1 | 294.1 | 287.9 | 127.3 | 0
7:00 | 2.4 | 115.9 | 0 | 2.3 | 275.1 | 294.1 | 288 | 131 | 0
8:00 | 10.1 | 128.3 | 0 | 20.6 | 275.5 | 294.7 | 290.1 | 2.1 | 0
9:00 | 16.5 | 141.8 | 0 | 40.4 | 276.1 | 295.8 | 289.9 | 2 | 0
10:00 | 21.2 | 156.4 | 0 | 55.1 | 276.7 | 295.8 | 290.3 | 2.9 | 0
11:00 | 23.7 | 172 | 0 | 60.6 | 277.3 | 295.6 | 290.5 | 3 | 0
noon | 23.7 | -172 | 0 | 65.1 | 277.9 | 296.4 | 290.4 | 2.2 | 0
13:00 | 21.2 | -156.4 | 0 | 57 | 278.4 | 295.9 | 290.7 | 2.5 | 0
14:00 | 16.5 | -141.8 | 0 | 53.5 | 278.5 | 296 | 290.9 | 2.3 | 0
15:00 | 10.1 | -128.3 | 0 | 36 | 278.3 | 295.9 | 290.7 | 2.4 | 0
16:00 | 2.4 | -115.9 | 0 | 14.5 | 277.7 | 295.9 | 290.1 | 2.1 | 0
17:00 | -6.1 | -104 | 0 | 0.3 | 277.1 | 295.8 | 289.7 | 2.1 | 0
18:00 | -15.1 | -92.3 | 0 | 0 | 276.7 | 295.8 | 289.7 | 2.1 | 0
19:00 | -24.2 | -80.2 | 0 | 0 | 276.3 | 295.7 | 289.5 | 2.3 | 0
20:00 | -32.9 | -66.9 | 0 | 0 | 276 | 295.6 | 289.4 | 2.3 | 0
21:00 | -40.8 | -51.4 | 0 | 0 | 275.7 | 295.5 | 289.3 | 2.2 | 0
22:00 | -46.9 | -33 | 0 | 0 | 275.5 | 295.6 | 289.3 | 2 | 0
23:00 | -50.4 | -11.4 | 0 | 0 | 275.4 | 295.9 | 289.3 | 1.5 | 0
March
| solar | solar | direct | diffuse | outdoor | indoor | window | heating | blinds
| altitude | azimuth | radiation | radiation | temp. | temp. | temp. | load | closed
| (degrees) | (degrees) | (W-h/m2) | (W-h/m2) | (K) | (K) | (K) | (W-h/m2) | (% time)
midnight | -39 | 9.6 | 0 | 0 | 276.9 | 294.1 | 288.5 | 127.5 | 0
1:00 | -36 | 28.2 | 0 | 0 | 276.8 | 294.1 | 288.5 | 131.5 | 0
2:00 | -30.6 | 45 | 0 | 0 | 276.7 | 294.1 | 288.4 | 135.7 | 0
3:00 | -23.4 | 59.7 | 0 | 0 | 276.5 | 294.1 | 288.4 | 128.1 | 0
4:00 | -15 | 72.9 | 0 | 0 | 276.3 | 294.1 | 288.3 | 129.4 | 0
5:00 | -6.1 | 85.2 | 0 | 0 | 276.4 | 294.1 | 288.3 | 124.2 | 0
6:00 | 2.9 | 97.1 | 0 | 4.1 | 276.6 | 294.1 | 288.4 | 116.7 | 0
7:00 | 11.8 | 109.3 | 0 | 24.9 | 276.9 | 294.1 | 288.8 | 113.2 | 0
8:00 | 20 | 122.4 | 0 | 48.1 | 277.4 | 295.8 | 290.2 | 1.5 | 0
9:00 | 27 | 136.9 | 0 | 66.7 | 278 | 296.2 | 290.7 | 1.9 | 0
10:00 | 32.2 | 153.1 | 0 | 85.8 | 278.8 | 295.7 | 291.3 | 2.4 | 0
11:00 | 35.1 | 170.8 | 0 | 100 | 279.8 | 296.1 | 291.7 | 1.7 | 0
noon | 35.1 | -170.8 | 0 | 101.7 | 280.5 | 296 | 291.8 | 1.9 | 0
13:00 | 32.2 | -153.1 | 0 | 93 | 281.2 | 295.8 | 292.2 | 1.7 | 0
14:00 | 27 | -136.9 | 0 | 79.8 | 281.5 | 296.2 | 292 | 1.4 | 0
15:00 | 20 | -122.4 | 0 | 58.9 | 281.4 | 295.5 | 291.9 | 2.1 | 0
16:00 | 11.8 | -109.3 | 0 | 34.5 | 280.9 | 296.1 | 291.2 | 1.4 | 0
17:00 | 2.9 | -97.1 | 0 | 15.4 | 280.1 | 295.6 | 290.9 | 2.1 | 0
18:00 | -6.1 | -85.2 | 0 | 0 | 279.4 | 295.8 | 290.3 | 1.7 | 0
19:00 | -15 | -72.9 | 0 | 0 | 278.7 | 295.8 | 290.2 | 1.8 | 0
20:00 | -23.4 | -59.7 | 0 | 0 | 278.2 | 295.7 | 290.1 | 2.5 | 0
21:00 | -30.6 | -45 | 0 | 0 | 277.8 | 296 | 289.9 | 2.1 | 0
22:00 | -36 | -28.2 | 0 | 0 | 277.3 | 295.9 | 289.8 | 2.4 | 0
23:00 | -39 | -9.6 | 0 | 0 | 277.1 | 296 | 289.7 | 2.4 | 0
April
| solar | solar | direct | diffuse | outdoor | indoor | window | heating | blinds
| altitude | azimuth | radiation | radiation | temp. | temp. | temp. | load | closed
| (degrees) | (degrees) | (W-h/m2) | (W-h/m2) | (K) | (K) | (K) | (W-h/m2) | (% time)
midnight | -27.1 | 8.3 | 0 | 0 | 278.5 | 294.1 | 289 | 105 | 0
1:00 | -24.5 | 24.4 | 0 | 0 | 278.2 | 294.1 | 288.9 | 102.9 | 0
2:00 | -19.7 | 39.5 | 0 | 0 | 278 | 294.1 | 288.9 | 104.6 | 0
3:00 | -13.1 | 53.3 | 0 | 0 | 277.7 | 294.1 | 288.8 | 106.6 | 0
4:00 | -5.2 | 66 | 0 | 0 | 277.4 | 294.1 | 288.7 | 105.6 | 0
5:00 | 3.4 | 78 | 3 | 8 | 277.6 | 294.1 | 288.8 | 104.4 | 0
6:00 | 12.4 | 89.8 | 0.4 | 33.9 | 278.1 | 294.1 | 289.2 | 107.4 | 0
7:00 | 21.5 | 102 | 0 | 60.7 | 278.8 | 294.1 | 289.8 | 103.8 | 0
8:00 | 30.1 | 115.3 | 0 | 79.7 | 279.5 | 296.3 | 291.2 | 1.6 | 0
9:00 | 37.7 | 130.6 | 0 | 102.3 | 280.6 | 296 | 291.7 | 2.3 | 0
10:00 | 43.7 | 148.5 | 0 | 121.4 | 281.5 | 295.9 | 292.4 | 2 | 0
11:00 | 47 | 169.1 | 0 | 133.9 | 282.5 | 296.1 | 292.8 | 1.6 | 0
noon | 47 | -169.1 | 0 | 135.6 | 283.5 | 296.1 | 293.1 | 1.3 | 0
13:00 | 43.7 | -148.5 | 0 | 127.4 | 284.2 | 295.7 | 293.7 | 1.1 | 0
14:00 | 37.7 | -130.6 | 0 | 116.3 | 284.7 | 295.8 | 293.6 | 0.9 | 0
15:00 | 30.1 | -115.3 | 0 | 86.8 | 285 | 295.8 | 293.3 | 0.9 | 0
16:00 | 21.5 | -102 | 0 | 66.8 | 284.7 | 296 | 293 | 0.8 | 0
17:00 | 12.4 | -89.8 | 0.5 | 41.3 | 283.9 | 295.7 | 292.4 | 1.2 | 0
18:00 | 3.4 | -78 | 12.3 | 16.4 | 283 | 296.1 | 291.9 | 1 | 0
19:00 | -5.2 | -66 | 0 | 0 | 282 | 295.9 | 291.5 | 1 | 0
20:00 | -13.1 | -53.3 | 0 | 0 | 281 | 296 | 291 | 1.3 | 0
21:00 | -19.7 | -39.5 | 0 | 0 | 280 | 296.1 | 290.8 | 1.4 | 0
22:00 | -24.5 | -24.4 | 0 | 0 | 279.3 | 295.6 | 290.4 | 1.7 | 0
23:00 | -27.1 | -8.3 | 0 | 0 | 278.6 | 295.7 | 290.3 | 1.8 | 0
May
| solar | solar | direct | diffuse | outdoor | indoor | window | heating | blinds
| altitude | azimuth | radiation | radiation | temp. | temp. | temp. | load | closed
| (degrees) | (degrees) | (W-h/m2) | (W-h/m2) | (K) | (K) | (K) | (W-h/m2) | (% time)
midnight | -17.9 | 7.4 | 0 | 0 | 281 | 294.1 | 289.8 | 75 | 0
1:00 | -15.5 | 22 | 0 | 0 | 280.8 | 294.1 | 289.7 | 75.8 | 0
2:00 | -11.1 | 35.8 | 0 | 0 | 280.5 | 294.1 | 289.7 | 76.2 | 0
3:00 | -5 | 48.7 | 0 | 0 | 280.2 | 294.1 | 289.5 | 74.8 | 0
4:00 | 2.4 | 60.8 | 12.8 | 10.9 | 280.2 | 294.1 | 289.8 | 76.8 | 0
5:00 | 10.7 | 72.3 | 41.5 | 40.6 | 280.5 | 294.1 | 290.5 | 75.7 | 0
6:00 | 19.6 | 83.7 | 18 | 62.9 | 280.9 | 294.1 | 290.6 | 75.9 | 0
7:00 | 28.7 | 95.6 | 0 | 84.8 | 281.8 | 294.1 | 291 | 67.2 | 0
8:00 | 37.6 | 108.8 | 0 | 101.3 | 282.7 | 295.8 | 292.8 | 0.9 | 0
9:00 | 45.8 | 124.4 | 0 | 131.7 | 283.7 | 296 | 293.3 | 1 | 0
10:00 | 52.4 | 143.6 | 0 | 145.9 | 284.8 | 296.1 | 293.8 | 0.7 | 0
11:00 | 56.2 | 167.2 | 0 | 152.2 | 285.8 | 295.7 | 294.3 | 0.5 | 0
noon | 56.2 | -167.2 | 0 | 145.7 | 286.8 | 296.1 | 294.6 | 0.4 | 0
13:00 | 52.4 | -143.6 | 0 | 137.1 | 287.6 | 296.1 | 295 | 0.3 | 0
14:00 | 45.8 | -124.4 | 0 | 134.2 | 288 | 296 | 295.1 | 0.3 | 0
15:00 | 37.6 | -108.8 | 0 | 116.3 | 288 | 296.3 | 295 | 0.3 | 0
16:00 | 28.7 | -95.6 | 0 | 97.6 | 287.9 | 295.8 | 294.6 | 0.3 | 0
17:00 | 19.6 | -83.7 | 19 | 74.3 | 287.3 | 296.2 | 294 | 0.3 | 0
18:00 | 10.7 | -72.3 | 47.9 | 48.7 | 286.3 | 296 | 294 | 0.3 | 0
19:00 | 2.4 | -60.8 | 25.2 | 18.1 | 285.1 | 295.8 | 292.9 | 0.4 | 0
20:00 | -5 | -48.7 | 0 | 0 | 284 | 296.1 | 292 | 0.4 | 0
21:00 | -11.1 | -35.8 | 0 | 0 | 283.1 | 296.2 | 291.7 | 0.4 | 0
22:00 | -15.5 | -22 | 0 | 0 | 282.3 | 295.8 | 291.6 | 0.8 | 0
23:00 | -17.9 | -7.4 | 0 | 0 | 281.5 | 296.1 | 291.1 | 0.7 | 0
June
| solar | solar | direct | diffuse | outdoor | indoor | window | heating | blinds
| altitude | azimuth | radiation | radiation | temp. | temp. | temp. | load | closed
| (degrees) | (degrees) | (W-h/m2) | (W-h/m2) | (K) | (K) | (K) | (W-h/m2) | (% time)
midnight | -13.8 | 7 | 0 | 0 | 284.5 | 294.1 | 290.9 | 42.2 | 0
1:00 | -11.6 | 21 | 0 | 0 | 284.2 | 294.1 | 290.9 | 41.3 | 0
2:00 | -7.3 | 34.3 | 0 | 0 | 283.9 | 294.1 | 290.7 | 38 | 0
3:00 | -1.4 | 46.7 | 0 | 0 | 283.6 | 294.1 | 290.6 | 37 | 0
4:00 | 5.8 | 58.4 | 47 | 27.4 | 283.7 | 294.2 | 291.6 | 38.2 | 0
5:00 | 14 | 69.7 | 54.6 | 52.4 | 284.2 | 294.3 | 292.1 | 38 | 0
6:00 | 22.8 | 80.8 | 26.7 | 76.8 | 284.6 | 294.4 | 292.1 | 38.8 | 0
7:00 | 31.9 | 92.5 | 0 | 90.6 | 285.2 | 294.4 | 292.3 | 37.6 | 0
8:00 | 40.9 | 105.5 | 0 | 104.6 | 286.2 | 296.1 | 294.1 | 0.3 | 0
9:00 | 49.2 | 121 | 0 | 130.5 | 287.2 | 296.3 | 294.6 | 0.3 | 0
10:00 | 56.1 | 140.8 | 0 | 140.9 | 288.1 | 296.3 | 295.1 | 0.2 | 0
11:00 | 60.2 | 166 | 0 | 149.1 | 289.1 | 296.6 | 295.9 | 0.3 | 0
noon | 60.2 | -166 | 0 | 150.4 | 290 | 297.1 | 296.4 | 0.1 | 0
13:00 | 56.1 | -140.8 | 0 | 149.6 | 290.6 | 297.5 | 296.7 | 0 | 0
14:00 | 49.2 | -121 | 0 | 133.5 | 291 | 297 | 296.5 | 0 | 0
15:00 | 40.9 | -105.5 | 0 | 111.8 | 291.1 | 297.2 | 296.4 | 0 | 0
16:00 | 31.9 | -92.5 | 0 | 113.1 | 290.9 | 297 | 296.1 | 0 | 0
17:00 | 22.8 | -80.8 | 25.1 | 93.4 | 290.2 | 296.9 | 295.7 | 0.1 | 0
18:00 | 14 | -69.7 | 50.8 | 67.2 | 289.3 | 296.5 | 295.4 | 0.3 | 0
19:00 | 5.8 | -58.4 | 47.8 | 41 | 288.3 | 296.5 | 294.6 | 0.1 | 0
20:00 | -1.4 | -46.7 | 0 | 0 | 287.4 | 296.2 | 293.5 | 0.3 | 0
21:00 | -7.3 | -34.3 | 0 | 0 | 286.4 | 296 | 293.1 | 0.2 | 0
22:00 | -11.6 | -21 | 0 | 0 | 285.7 | 295.8 | 292.6 | 0.4 | 0
23:00 | -13.8 | -7 | 0 | 0 | 284.8 | 296.1 | 292.3 | 0.3 | 0
July
| solar | solar | direct | diffuse | outdoor | indoor | window | heating | blinds
| altitude | azimuth | radiation | radiation | temp. | temp. | temp. | load | closed
| (degrees) | (degrees) | (W-h/m2) | (W-h/m2) | (K) | (K) | (K) | (W-h/m2) | (% time)
midnight | -15.9 | 7.2 | 0 | 0 | 286.4 | 295.2 | 292.3 | 15.4 | 0
1:00 | -13.7 | 21.5 | 0 | 0 | 286.1 | 294.8 | 291.9 | 19 | 0
2:00 | -9.3 | 35.1 | 0 | 0 | 285.6 | 294.5 | 291.6 | 19.3 | 0
3:00 | -3.3 | 47.8 | 0 | 0 | 285.3 | 294.3 | 291.3 | 17.7 | 0
4:00 | 4 | 59.7 | 7.4 | 13.9 | 285.5 | 294.3 | 291.6 | 18.5 | 0
5:00 | 12.3 | 71 | 22.1 | 43.4 | 285.8 | 294.6 | 292.4 | 16.4 | 0
6:00 | 21.1 | 82.3 | 12.9 | 72.5 | 286.4 | 295.2 | 293 | 16.6 | 0
7:00 | 30.2 | 94.1 | 0 | 90.2 | 286.8 | 295.6 | 293.6 | 14.5 | 0
8:00 | 39.2 | 107.3 | 0 | 107.5 | 287.6 | 297 | 295.2 | 0 | 0
9:00 | 47.4 | 122.8 | 0 | 130 | 288.7 | 297.1 | 295.7 | 0 | 0
10:00 | 54.2 | 142.4 | 0 | 152.9 | 289.7 | 297.3 | 296.5 | 0 | 0
11:00 | 58.1 | 166.6 | 0 | 166.1 | 290.7 | 297.3 | 296.9 | 0 | 0
noon | 58.1 | -166.6 | 0 | 174.3 | 291.7 | 297.8 | 297.5 | 0 | 0
13:00 | 54.2 | -142.4 | 0 | 161.4 | 292.5 | 297.7 | 297.8 | 0 | 0
14:00 | 47.4 | -122.8 | 0 | 145.3 | 292.9 | 297.5 | 297.4 | 0 | 0
15:00 | 39.2 | -107.3 | 0 | 120.5 | 293 | 297.4 | 297.2 | 0 | 0
16:00 | 30.2 | -94.1 | 0 | 114.7 | 292.8 | 297.3 | 297.1 | 0 | 0
17:00 | 21.1 | -82.3 | 18.9 | 91.1 | 292.4 | 297.3 | 296.7 | 0 | 0
18:00 | 12.3 | -71 | 59.5 | 68.5 | 291.5 | 297.5 | 296.8 | 0 | 0
19:00 | 4 | -59.7 | 57.7 | 35.1 | 290.4 | 297.5 | 296.1 | 0 | 0
20:00 | -3.3 | -47.8 | 0 | 0 | 289.3 | 297.1 | 294.5 | 0 | 0
21:00 | -9.3 | -35.1 | 0 | 0 | 288.4 | 296.9 | 294.3 | 0 | 0
22:00 | -13.7 | -21.5 | 0 | 0 | 287.5 | 296.8 | 294 | 0.1 | 0
23:00 | -15.9 | -7.2 | 0 | 0 | 286.8 | 297.1 | 293.4 | 0 | 0
August
| solar | solar | direct | diffuse | outdoor | indoor | window | heating | blinds
| altitude | azimuth | radiation | radiation | temp. | temp. | temp. | load | closed
| (degrees) | (degrees) | (W-h/m2) | (W-h/m2) | (K) | (K) | (K) | (W-h/m2) | (% time)
midnight | -23.7 | 7.9 | 0 | 0 | 286.4 | 294.8 | 292.1 | 13.6 | 0
1:00 | -21.3 | 23.5 | 0 | 0 | 286 | 294.5 | 291.7 | 14.8 | 0
2:00 | -16.6 | 38.1 | 0 | 0 | 285.9 | 294.4 | 291.6 | 16.5 | 0
3:00 | -10.1 | 51.6 | 0 | 0 | 285.4 | 294.3 | 291.3 | 17.7 | 0
4:00 | -2.4 | 64.1 | 0 | 0 | 285.1 | 294.2 | 291.2 | 20 | 0
5:00 | 6 | 75.9 | 12.7 | 19 | 285.3 | 294.3 | 291.6 | 18.9 | 0
6:00 | 15.1 | 87.6 | 5.8 | 45.6 | 285.9 | 294.6 | 292.2 | 17.7 | 0
7:00 | 24.2 | 99.7 | 0 | 76 | 286.5 | 295.2 | 293 | 17.7 | 0
8:00 | 32.9 | 113.1 | 0 | 96.4 | 287.3 | 296.8 | 294.7 | 0 | 0
9:00 | 40.7 | 128.5 | 0 | 119 | 288.2 | 297.1 | 295.3 | 0 | 0
10:00 | 46.9 | 146.9 | 0 | 144.3 | 289.3 | 297 | 295.9 | 0 | 0
11:00 | 50.3 | 168.5 | 0 | 156.9 | 290.4 | 297.1 | 296.5 | 0 | 0
noon | 50.3 | -168.5 | 0 | 169.1 | 291.3 | 297.3 | 297.1 | 0 | 0
13:00 | 46.9 | -146.9 | 0 | 150.2 | 292 | 297.5 | 297.3 | 0 | 0
14:00 | 40.7 | -128.5 | 0 | 130.8 | 292.5 | 297.4 | 297.2 | 0 | 0
15:00 | 32.9 | -113.1 | 0 | 103.7 | 292.6 | 297.6 | 297 | 0 | 0
16:00 | 24.2 | -99.7 | 0 | 76.7 | 292.2 | 297.5 | 296.5 | 0 | 0
17:00 | 15.1 | -87.6 | 6.3 | 56.4 | 291.7 | 297.3 | 296.1 | 0 | 0
18:00 | 6 | -75.9 | 24.9 | 35.1 | 290.9 | 297.3 | 295.7 | 0 | 0
19:00 | -2.4 | -64.1 | 0 | 6 | 289.9 | 297.1 | 294.8 | 0 | 0
20:00 | -10.1 | -51.6 | 0 | 0 | 289 | 297.2 | 294.4 | 0 | 0
21:00 | -16.6 | -38.1 | 0 | 0 | 288.1 | 297 | 294.1 | 0 | 0
22:00 | -21.3 | -23.5 | 0 | 0 | 287.3 | 296.6 | 293.7 | 0 | 0
23:00 | -23.7 | -7.9 | 0 | 0 | 286.6 | 296.7 | 293.4 | 0.1 | 0
September
| solar | solar | direct | diffuse | outdoor | indoor | window | heating | blinds
| altitude | azimuth | radiation | radiation | temp. | temp. | temp. | load | closed
| (degrees) | (degrees) | (W-h/m2) | (W-h/m2) | (K) | (K) | (K) | (W-h/m2) | (% time)
midnight | -35.1 | 9.1 | 0 | 0 | 284.9 | 294.9 | 291.7 | 42.2 | 0
1:00 | -32.3 | 26.9 | 0 | 0 | 284.8 | 294.6 | 291.4 | 42.3 | 0
2:00 | -27.1 | 43.1 | 0 | 0 | 284.5 | 294.4 | 291.2 | 41.8 | 0
3:00 | -20 | 57.5 | 0 | 0 | 284.3 | 294.3 | 291 | 41.3 | 0
4:00 | -11.8 | 70.6 | 0 | 0 | 284.1 | 294.3 | 290.9 | 42 | 0
5:00 | -3 | 82.8 | 0 | 0.3 | 284 | 294.2 | 290.9 | 44.1 | 0
6:00 | 6 | 94.7 | 0 | 19.9 | 284.3 | 294.2 | 291.2 | 41.9 | 0
7:00 | 15 | 107 | 0 | 44.4 | 284.7 | 294.5 | 291.7 | 36.9 | 0
8:00 | 23.3 | 120.2 | 0 | 67.9 | 285.4 | 297 | 293.5 | 0.4 | 0
9:00 | 30.6 | 135 | 0 | 89.9 | 286.1 | 297.1 | 294.1 | 0.5 | 0
10:00 | 36 | 151.7 | 0 | 104.9 | 286.8 | 297 | 294.6 | 0.3 | 0
11:00 | 39 | 170.3 | 0 | 105.9 | 287.6 | 297.2 | 294.9 | 0.2 | 0
noon | 39 | -170.3 | 0 | 104.9 | 288.3 | 296.8 | 295.3 | 0.2 | 0
13:00 | 36 | -151.7 | 0 | 101.4 | 288.9 | 297.1 | 295.3 | 0.2 | 0
14:00 | 30.6 | -135 | 0 | 92.6 | 289.4 | 297.1 | 295.5 | 0.2 | 0
15:00 | 23.3 | -120.2 | 0 | 73.2 | 289.5 | 297.1 | 295.3 | 0.1 | 0
16:00 | 15 | -107 | 0 | 44.6 | 289.3 | 297.3 | 295 | 0 | 0
17:00 | 6 | -94.7 | 0 | 23.9 | 288.6 | 296.7 | 294.4 | 0.2 | 0
18:00 | -3 | -82.8 | 0 | 2.4 | 287.8 | 296.9 | 293.7 | 0.1 | 0
19:00 | -11.8 | -70.6 | 0 | 0 | 287.1 | 296.9 | 293.7 | 0.4 | 0
20:00 | -20 | -57.5 | 0 | 0 | 286.5 | 296.7 | 293.4 | 0.4 | 0
21:00 | -27.1 | -43.1 | 0 | 0 | 285.9 | 296.7 | 293.1 | 0.5 | 0
22:00 | -32.3 | -26.9 | 0 | 0 | 285.3 | 296.7 | 293 | 0.5 | 0
23:00 | -35.1 | -9.1 | 0 | 0 | 285 | 296.6 | 293 | 0.6 | 0
October
| solar | solar | direct | diffuse | outdoor | indoor | window | heating | blinds
| altitude | azimuth | radiation | radiation | temp. | temp. | temp. | load | closed
| (degrees) | (degrees) | (W-h/m2) | (W-h/m2) | (K) | (K) | (K) | (W-h/m2) | (% time)
midnight | -47 | 10.8 | 0 | 0 | 282.1 | 294.2 | 290.3 | 57.4 | 0
1:00 | -43.7 | 31.4 | 0 | 0 | 282.1 | 294.1 | 290.2 | 56.6 | 0
2:00 | -37.8 | 49.3 | 0 | 0 | 282 | 294.1 | 290.1 | 58 | 0
3:00 | -30.1 | 64.6 | 0 | 0 | 281.8 | 294.1 | 290.1 | 59 | 0
4:00 | -21.5 | 78 | 0 | 0 | 281.8 | 294.1 | 290.1 | 60.4 | 0
5:00 | -12.4 | 90.2 | 0 | 0 | 281.7 | 294.1 | 290 | 65.2 | 0
6:00 | -3.4 | 102 | 0 | 0.8 | 281.8 | 294.1 | 290.1 | 65.9 | 0
7:00 | 5.2 | 114 | 0 | 16.8 | 282.2 | 294.1 | 290.4 | 64.5 | 0
8:00 | 13 | 126.6 | 0 | 37.6 | 282.6 | 296 | 291.8 | 0.6 | 0
9:00 | 19.7 | 140.4 | 0 | 61.3 | 283.3 | 296.4 | 292.5 | 0.8 | 0
10:00 | 24.5 | 155.5 | 0 | 70.4 | 283.9 | 296.5 | 292.8 | 0.9 | 0
11:00 | 27.1 | 171.7 | 0 | 81.3 | 284.6 | 296.1 | 293.1 | 0.8 | 0
noon | 27.1 | -171.7 | 0 | 79 | 285.1 | 296.2 | 293.4 | 0.8 | 0
13:00 | 24.5 | -155.5 | 0 | 65.6 | 285.4 | 296.4 | 293.4 | 0.6 | 0
14:00 | 19.7 | -140.4 | 0 | 49.7 | 285.5 | 296.3 | 293.1 | 0.7 | 0
15:00 | 13 | -126.6 | 0 | 33.4 | 285.3 | 296 | 293 | 0.5 | 0
16:00 | 5.2 | -114 | 0 | 14.6 | 284.7 | 296.1 | 292.6 | 0.5 | 0
17:00 | -3.4 | -102 | 0 | 0.4 | 284.1 | 296.1 | 292.2 | 0.7 | 0
18:00 | -12.4 | -90.2 | 0 | 0 | 283.5 | 296.1 | 291.9 | 0.7 | 0
19:00 | -21.5 | -78 | 0 | 0 | 283.1 | 296.1 | 291.8 | 0.7 | 0
20:00 | -30.1 | -64.6 | 0 | 0 | 282.8 | 295.8 | 291.7 | 0.7 | 0
21:00 | -37.8 | -49.3 | 0 | 0 | 282.5 | 296 | 291.4 | 0.6 | 0
22:00 | -43.7 | -31.4 | 0 | 0 | 282.4 | 296.4 | 291.3 | 0.5 | 0
23:00 | -47 | -10.8 | 0 | 0 | 282.2 | 296.4 | 291.6 | 0.5 | 0
November
| solar | solar | direct | diffuse | outdoor | indoor | window | heating | blinds
| altitude | azimuth | radiation | radiation | temp. | temp. | temp. | load | closed
| (degrees) | (degrees) | (W-h/m2) | (W-h/m2) | (K) | (K) | (K) | (W-h/m2) | (% time)
midnight | -56.2 | 12.8 | 0 | 0 | 278.9 | 294.1 | 289.1 | 103 | 0
1:00 | -52.4 | 36.3 | 0 | 0 | 278.8 | 294.1 | 289.1 | 103.8 | 0
2:00 | -45.8 | 55.6 | 0 | 0 | 278.6 | 294.1 | 289.1 | 109.9 | 0
3:00 | -37.7 | 71.1 | 0 | 0 | 278.5 | 294.1 | 289 | 106.3 | 0
4:00 | -28.8 | 84.3 | 0 | 0 | 278.4 | 294.1 | 289 | 102.2 | 0
5:00 | -19.7 | 96.2 | 0 | 0 | 278.4 | 294.1 | 289 | 105.7 | 0
6:00 | -10.7 | 107.7 | 0 | 0 | 278.3 | 294.1 | 289 | 106.1 | 0
7:00 | -2.4 | 119.2 | 0 | 1 | 278.2 | 294.1 | 288.9 | 106.7 | 0
8:00 | 5 | 131.2 | 0 | 16 | 278.4 | 295.1 | 290.7 | 1.3 | 0
9:00 | 11.1 | 144.1 | 0 | 30.1 | 278.8 | 295.7 | 290.6 | 1.7 | 0
10:00 | 15.5 | 157.9 | 0 | 45.9 | 279.2 | 295.9 | 290.9 | 1.6 | 0
11:00 | 17.8 | 172.5 | 0 | 57.8 | 279.7 | 296.2 | 291.2 | 2 | 0
noon | 17.8 | -172.5 | 0 | 55.3 | 280.1 | 295.8 | 291.5 | 1.6 | 0
13:00 | 15.5 | -157.9 | 0 | 47.3 | 280.3 | 295.9 | 291.1 | 1.7 | 0
14:00 | 11.1 | -144.1 | 0 | 30.2 | 280.4 | 296.3 | 291 | 1.3 | 0
15:00 | 5 | -131.2 | 0 | 12.9 | 280.2 | 296 | 291.1 | 1.4 | 0
16:00 | -2.4 | -119.2 | 0 | 0 | 280 | 296 | 290.7 | 1.4 | 0
17:00 | -10.7 | -107.7 | 0 | 0 | 279.7 | 296.1 | 290.6 | 1.3 | 0
18:00 | -19.7 | -96.2 | 0 | 0 | 279.6 | 296.3 | 290.5 | 1.4 | 0
19:00 | -28.8 | -84.3 | 0 | 0 | 279.4 | 295.8 | 290.6 | 1.3 | 0
20:00 | -37.7 | -71.1 | 0 | 0 | 279.4 | 296 | 290.5 | 1.5 | 0
21:00 | -45.8 | -55.6 | 0 | 0 | 279.2 | 296.2 | 290.4 | 1.5 | 0
22:00 | -52.4 | -36.3 | 0 | 0 | 279 | 296 | 290.4 | 1.5 | 0
23:00 | -56.2 | -12.8 | 0 | 0 | 278.8 | 296 | 290.3 | 1.4 | 0
December
| solar | solar | direct | diffuse | outdoor | indoor | window | heating | blinds
| altitude | azimuth | radiation | radiation | temp. | temp. | temp. | load | closed
| (degrees) | (degrees) | (W-h/m2) | (W-h/m2) | (K) | (K) | (K) | (W-h/m2) | (% time)
midnight | -60.2 | 13.9 | 0 | 0 | 276.9 | 294.1 | 288.5 | 108 | 0
1:00 | -56.1 | 39.1 | 0 | 0 | 276.8 | 294.1 | 288.5 | 111.8 | 0
2:00 | -49.2 | 58.9 | 0 | 0 | 276.8 | 294.1 | 288.5 | 112.2 | 0
3:00 | -40.9 | 74.4 | 0 | 0 | 276.8 | 294.1 | 288.5 | 112.2 | 0
4:00 | -31.9 | 87.4 | 0 | 0 | 276.9 | 294.1 | 288.5 | 109.5 | 0
5:00 | -22.8 | 99.1 | 0 | 0 | 277 | 294.1 | 288.5 | 112.5 | 0
6:00 | -14 | 110.2 | 0 | 0 | 276.9 | 294.1 | 288.5 | 109.7 | 0
7:00 | -5.8 | 121.5 | 0 | 0 | 276.9 | 294.1 | 288.5 | 106.9 | 0
8:00 | 1.4 | 133.2 | 0 | 1.8 | 277.1 | 294.9 | 290.5 | 1.3 | 0
9:00 | 7.3 | 145.7 | 0 | 14.9 | 277.3 | 295.3 | 290 | 2.3 | 0
10:00 | 11.6 | 158.9 | 0 | 28.6 | 277.7 | 296.1 | 290.2 | 1.9 | 0
11:00 | 13.8 | 172.9 | 0 | 36.8 | 277.9 | 295.8 | 290.5 | 2.2 | 0
noon | 13.8 | -172.9 | 0 | 37.9 | 278.2 | 295.9 | 290.3 | 2.1 | 0
13:00 | 11.6 | -158.9 | 0 | 29 | 278.4 | 296.1 | 290.3 | 1.8 | 0
14:00 | 7.3 | -145.7 | 0 | 18.1 | 278.3 | 295.8 | 290.4 | 1.9 | 0
15:00 | 1.4 | -133.2 | 0 | 4.7 | 278.2 | 295.9 | 290.3 | 1.7 | 0
16:00 | -5.8 | -121.5 | 0 | 0 | 277.8 | 295.9 | 290.1 | 1.8 | 0
17:00 | -14 | -110.2 | 0 | 0 | 277.7 | 296 | 289.8 | 1.6 | 0
18:00 | -22.8 | -99.1 | 0 | 0 | 277.5 | 296.1 | 289.8 | 1.7 | 0
19:00 | -31.9 | -87.4 | 0 | 0 | 277.5 | 296.1 | 289.8 | 1.8 | 0
20:00 | -40.9 | -74.4 | 0 | 0 | 277.3 | 296.5 | 289.8 | 1.6 | 0
21:00 | -49.2 | -58.9 | 0 | 0 | 277.1 | 296.1 | 289.9 | 1.9 | 0
22:00 | -56.1 | -39.1 | 0 | 0 | 277.1 | 296 | 290 | 1.8 | 0
23:00 | -60.2 | -13.9 | 0 | 0 | 277 | 296 | 289.8 | 1.9 | 0

## Sheet40
Scenario Four (green)
Tue Dec 03 2019 23:18:52 GMT+0000 (Greenwich Mean Time)
Setup Information:
Building
Location | UK - London
Building length, side A | N/A
Building length, side B | N/A
Simulation Type
Simulation Type | one_sided
Window Description
Typology | dgu_nb
Glazing Type | clear
Window Area | 40%
Wall Description
Insulation R-Value | 99999999.9 m2-K/W
Occupancy
Type | Low-rise Residential
Occupancy Load | 0.000 people per m2
Lighting Requirements | 400 lux
Equipment Load | 0.00 W/m2
Room Ventilation
Air Change Rate per Occupant | 15.0 liters / sec per person
Total Air Change Rate | 0.0 roomfuls per hour
Lighting Control
Lighting Control | lights do not respond to daylight: all lights fully on while building is occupied
Representative Room
Orientation | north
Room Depth | 27 m
Room Width | 5 m
Room Height | 2.2 m
Thermal Mass
Thermal Mass | none
Overhang
Overhang Depth | 0 m
Roof
Roof Type | adiabatic roof
Simulation Results:
Primary Energy Use and CO2 Emissions
| heating | cooling | lighting | total | CO2
| energy | energy | energy | energy | emissions
| (kWh/m2) | (kWh/m2) | (kWh/m2) | (kWh/m2) | (kg/m2)
January | 33.8 | 0 | 7.3 | 41.1 | 8.2
February | 28.1 | 0 | 6.6 | 34.7 | 6.9
March | 32.1 | 0 | 7.3 | 39.4 | 7.9
April | 25.9 | 0 | 7.1 | 33 | 6.6
May | 18.7 | 0 | 7.3 | 26 | 5.2
June | 9.4 | 0 | 7.1 | 16.5 | 3.3
July | 4.3 | 0 | 7.3 | 11.6 | 2.3
August | 4.2 | 0 | 7.3 | 11.5 | 2.3
September | 10.1 | 0 | 7.1 | 17.2 | 3.4
October | 15.4 | 0 | 7.3 | 22.7 | 4.5
November | 26 | 0 | 7.1 | 33.1 | 6.6
December | 28.3 | 0 | 7.3 | 35.6 | 7.1
Total | 236.3 | 0 | 86.1 | 322.4 | 64.5 | yearly energy
January
| solar | solar | direct | diffuse | outdoor | indoor | window | heating | blinds
| altitude | azimuth | radiation | radiation | temp. | temp. | temp. | load | closed
| (degrees) | (degrees) | (W-h/m2) | (W-h/m2) | (K) | (K) | (K) | (W-h/m2) | (% time)
midnight | -58.1 | 13.3 | 0 | 0 | 275.9 | 294.1 | 288.2 | 135.5 | 0
1:00 | -54.2 | 37.6 | 0 | 0 | 275.8 | 294.1 | 288.2 | 134.8 | 0
2:00 | -47.5 | 57.1 | 0 | 0 | 275.8 | 294.1 | 288.2 | 133.2 | 0
3:00 | -39.2 | 72.7 | 0 | 0 | 275.7 | 294.1 | 288.1 | 129.1 | 0
4:00 | -30.2 | 85.8 | 0 | 0 | 275.6 | 294.1 | 288.1 | 131.8 | 0
5:00 | -21.1 | 97.6 | 0 | 0 | 275.6 | 294.1 | 288.1 | 131.6 | 0
6:00 | -12.3 | 108.9 | 0 | 0 | 275.5 | 294.1 | 288.1 | 129.3 | 0
7:00 | -4 | 120.3 | 0 | 0 | 275.5 | 294.1 | 288.1 | 128.1 | 0
8:00 | 3.3 | 132.2 | 0 | 5.1 | 275.7 | 295.4 | 290.1 | 1.3 | 0
9:00 | 9.3 | 144.9 | 0 | 20.2 | 276.1 | 295.6 | 290 | 2.5 | 0
10:00 | 13.6 | 158.4 | 0 | 34.6 | 276.5 | 295.6 | 289.9 | 2.4 | 0
11:00 | 15.9 | 172.7 | 0 | 40.5 | 276.7 | 295.8 | 290.1 | 2.6 | 0
noon | 15.9 | -172.7 | 0 | 42.7 | 277.2 | 295.8 | 290 | 2.4 | 0
13:00 | 13.6 | -158.4 | 0 | 38.1 | 277.6 | 295.9 | 290.5 | 2.5 | 0
14:00 | 9.3 | -144.9 | 0 | 26.7 | 277.5 | 295.8 | 290.1 | 2.2 | 0
15:00 | 3.3 | -132.2 | 0 | 13.2 | 277.3 | 296.3 | 289.8 | 2.1 | 0
16:00 | -4 | -120.3 | 0 | 0.6 | 277 | 296.3 | 289.5 | 2.2 | 0
17:00 | -12.3 | -108.9 | 0 | 0 | 276.8 | 296 | 289.3 | 2.6 | 0
18:00 | -21.1 | -97.6 | 0 | 0 | 276.5 | 295.9 | 289.4 | 2.7 | 0
19:00 | -30.2 | -85.8 | 0 | 0 | 276.3 | 295.8 | 289.5 | 2.4 | 0
20:00 | -39.2 | -72.7 | 0 | 0 | 276.1 | 295.8 | 289.2 | 2.1 | 0
21:00 | -47.5 | -57.1 | 0 | 0 | 276.1 | 295.6 | 289.3 | 2.4 | 0
22:00 | -54.2 | -37.6 | 0 | 0 | 276 | 295.5 | 289.4 | 2.5 | 0
23:00 | -58.1 | -13.3 | 0 | 0 | 275.9 | 295.8 | 289.6 | 2.2 | 0
February
| solar | solar | direct | diffuse | outdoor | indoor | window | heating | blinds
| altitude | azimuth | radiation | radiation | temp. | temp. | temp. | load | closed
| (degrees) | (degrees) | (W-h/m2) | (W-h/m2) | (K) | (K) | (K) | (W-h/m2) | (% time)
midnight | -50.4 | 11.4 | 0 | 0 | 275.4 | 294.1 | 288 | 115.5 | 0
1:00 | -46.9 | 33 | 0 | 0 | 275.3 | 294.1 | 288 | 110.2 | 0
2:00 | -40.8 | 51.4 | 0 | 0 | 275.2 | 294.1 | 288 | 114.4 | 0
3:00 | -32.9 | 66.9 | 0 | 0 | 275.2 | 294.1 | 288 | 121 | 0
4:00 | -24.2 | 80.2 | 0 | 0 | 275.2 | 294.1 | 288 | 123 | 0
5:00 | -15.1 | 92.3 | 0 | 0 | 275.1 | 294.1 | 287.9 | 127.6 | 0
6:00 | -6.1 | 104 | 0 | 0 | 275.1 | 294.1 | 287.9 | 127.4 | 0
7:00 | 2.4 | 115.9 | 0 | 2.3 | 275.1 | 294.1 | 288 | 131 | 0
8:00 | 10.1 | 128.3 | 0 | 20.6 | 275.5 | 294.9 | 290.2 | 1.9 | 0
9:00 | 16.5 | 141.8 | 0 | 40.4 | 276.1 | 295.7 | 289.8 | 2.3 | 0
10:00 | 21.2 | 156.4 | 0 | 55.1 | 276.7 | 295.7 | 290.3 | 2.9 | 0
11:00 | 23.7 | 172 | 0 | 60.6 | 277.3 | 295.8 | 290.5 | 2.8 | 0
noon | 23.7 | -172 | 0 | 65.1 | 277.9 | 296.4 | 290.4 | 2.3 | 0
13:00 | 21.2 | -156.4 | 0 | 57 | 278.4 | 296 | 290.7 | 2.5 | 0
14:00 | 16.5 | -141.8 | 0 | 53.5 | 278.5 | 295.9 | 290.8 | 2.3 | 0
15:00 | 10.1 | -128.3 | 0 | 36 | 278.3 | 295.7 | 290.7 | 2.3 | 0
16:00 | 2.4 | -115.9 | 0 | 14.5 | 277.7 | 295.9 | 290.1 | 1.9 | 0
17:00 | -6.1 | -104 | 0 | 0.3 | 277.1 | 295.8 | 289.6 | 2.1 | 0
18:00 | -15.1 | -92.3 | 0 | 0 | 276.7 | 295.8 | 289.6 | 2 | 0
19:00 | -24.2 | -80.2 | 0 | 0 | 276.3 | 295.7 | 289.5 | 2.4 | 0
20:00 | -32.9 | -66.9 | 0 | 0 | 276 | 295.8 | 289.4 | 2.2 | 0
21:00 | -40.8 | -51.4 | 0 | 0 | 275.7 | 295.6 | 289.3 | 2.2 | 0
22:00 | -46.9 | -33 | 0 | 0 | 275.5 | 296.1 | 289.3 | 1.7 | 0
23:00 | -50.4 | -11.4 | 0 | 0 | 275.4 | 296.2 | 289.2 | 1.8 | 0
March
| solar | solar | direct | diffuse | outdoor | indoor | window | heating | blinds
| altitude | azimuth | radiation | radiation | temp. | temp. | temp. | load | closed
| (degrees) | (degrees) | (W-h/m2) | (W-h/m2) | (K) | (K) | (K) | (W-h/m2) | (% time)
midnight | -39 | 9.6 | 0 | 0 | 276.9 | 294.1 | 288.5 | 127.6 | 0
1:00 | -36 | 28.2 | 0 | 0 | 276.8 | 294.1 | 288.5 | 131.5 | 0
2:00 | -30.6 | 45 | 0 | 0 | 276.7 | 294.1 | 288.4 | 135.7 | 0
3:00 | -23.4 | 59.7 | 0 | 0 | 276.5 | 294.1 | 288.4 | 128.2 | 0
4:00 | -15 | 72.9 | 0 | 0 | 276.3 | 294.1 | 288.3 | 129.5 | 0
5:00 | -6.1 | 85.2 | 0 | 0 | 276.4 | 294.1 | 288.3 | 124.2 | 0
6:00 | 2.9 | 97.1 | 0 | 4.1 | 276.6 | 294.1 | 288.4 | 116.7 | 0
7:00 | 11.8 | 109.3 | 0 | 24.9 | 276.9 | 294.1 | 288.8 | 113.2 | 0
8:00 | 20 | 122.4 | 0 | 48.1 | 277.4 | 295.7 | 290.2 | 1.5 | 0
9:00 | 27 | 136.9 | 0 | 66.7 | 278 | 296.2 | 290.7 | 1.9 | 0
10:00 | 32.2 | 153.1 | 0 | 85.8 | 278.8 | 295.7 | 291.2 | 2.4 | 0
11:00 | 35.1 | 170.8 | 0 | 100 | 279.8 | 296 | 291.7 | 1.7 | 0
noon | 35.1 | -170.8 | 0 | 101.7 | 280.5 | 296 | 291.8 | 1.9 | 0
13:00 | 32.2 | -153.1 | 0 | 93 | 281.2 | 295.7 | 292.2 | 1.7 | 0
14:00 | 27 | -136.9 | 0 | 79.8 | 281.5 | 296.1 | 291.9 | 1.4 | 0
15:00 | 20 | -122.4 | 0 | 58.9 | 281.4 | 295.6 | 291.8 | 2 | 0
16:00 | 11.8 | -109.3 | 0 | 34.5 | 280.9 | 296.1 | 291.2 | 1.5 | 0
17:00 | 2.9 | -97.1 | 0 | 15.4 | 280.1 | 295.6 | 290.8 | 2.2 | 0
18:00 | -6.1 | -85.2 | 0 | 0 | 279.4 | 295.7 | 290.4 | 1.7 | 0
19:00 | -15 | -72.9 | 0 | 0 | 278.7 | 295.7 | 290.4 | 1.8 | 0
20:00 | -23.4 | -59.7 | 0 | 0 | 278.2 | 295.8 | 290.1 | 2.2 | 0
21:00 | -30.6 | -45 | 0 | 0 | 277.8 | 295.9 | 289.9 | 2.2 | 0
22:00 | -36 | -28.2 | 0 | 0 | 277.3 | 295.8 | 289.6 | 2.2 | 0
23:00 | -39 | -9.6 | 0 | 0 | 277.1 | 295.9 | 289.7 | 2.4 | 0
April
| solar | solar | direct | diffuse | outdoor | indoor | window | heating | blinds
| altitude | azimuth | radiation | radiation | temp. | temp. | temp. | load | closed
| (degrees) | (degrees) | (W-h/m2) | (W-h/m2) | (K) | (K) | (K) | (W-h/m2) | (% time)
midnight | -27.1 | 8.3 | 0 | 0 | 278.5 | 294.1 | 289 | 104.9 | 0
1:00 | -24.5 | 24.4 | 0 | 0 | 278.2 | 294.1 | 288.9 | 103 | 0
2:00 | -19.7 | 39.5 | 0 | 0 | 278 | 294.1 | 288.9 | 104.6 | 0
3:00 | -13.1 | 53.3 | 0 | 0 | 277.7 | 294.1 | 288.8 | 106.6 | 0
4:00 | -5.2 | 66 | 0 | 0 | 277.4 | 294.1 | 288.7 | 105.6 | 0
5:00 | 3.4 | 78 | 3 | 8 | 277.6 | 294.1 | 288.8 | 104.4 | 0
6:00 | 12.4 | 89.8 | 0.4 | 33.9 | 278.1 | 294.1 | 289.2 | 107.4 | 0
7:00 | 21.5 | 102 | 0 | 60.7 | 278.8 | 294.1 | 289.8 | 103.8 | 0
8:00 | 30.1 | 115.3 | 0 | 79.7 | 279.5 | 296.3 | 291.3 | 1.6 | 0
9:00 | 37.7 | 130.6 | 0 | 102.3 | 280.6 | 296 | 291.8 | 2.3 | 0
10:00 | 43.7 | 148.5 | 0 | 121.4 | 281.5 | 295.8 | 292.4 | 2.1 | 0
11:00 | 47 | 169.1 | 0 | 133.9 | 282.5 | 295.8 | 293 | 1.6 | 0
noon | 47 | -169.1 | 0 | 135.6 | 283.5 | 296.1 | 293.2 | 1.3 | 0
13:00 | 43.7 | -148.5 | 0 | 127.4 | 284.2 | 295.8 | 293.6 | 1.1 | 0
14:00 | 37.7 | -130.6 | 0 | 116.3 | 284.7 | 295.8 | 293.5 | 0.9 | 0
15:00 | 30.1 | -115.3 | 0 | 86.8 | 285 | 295.9 | 293.1 | 0.9 | 0
16:00 | 21.5 | -102 | 0 | 66.8 | 284.7 | 296.2 | 292.8 | 0.7 | 0
17:00 | 12.4 | -89.8 | 0.5 | 41.3 | 283.9 | 295.8 | 292.3 | 1.2 | 0
18:00 | 3.4 | -78 | 12.3 | 16.4 | 283 | 295.7 | 292 | 1.1 | 0
19:00 | -5.2 | -66 | 0 | 0 | 282 | 296 | 291.3 | 1.1 | 0
20:00 | -13.1 | -53.3 | 0 | 0 | 281 | 296.2 | 291 | 1.1 | 0
21:00 | -19.7 | -39.5 | 0 | 0 | 280 | 295.8 | 290.8 | 1.5 | 0
22:00 | -24.5 | -24.4 | 0 | 0 | 279.3 | 295.8 | 290.5 | 1.6 | 0
23:00 | -27.1 | -8.3 | 0 | 0 | 278.6 | 295.8 | 290.4 | 1.8 | 0
May
| solar | solar | direct | diffuse | outdoor | indoor | window | heating | blinds
| altitude | azimuth | radiation | radiation | temp. | temp. | temp. | load | closed
| (degrees) | (degrees) | (W-h/m2) | (W-h/m2) | (K) | (K) | (K) | (W-h/m2) | (% time)
midnight | -17.9 | 7.4 | 0 | 0 | 281 | 294.1 | 289.8 | 74.7 | 0
1:00 | -15.5 | 22 | 0 | 0 | 280.8 | 294.1 | 289.7 | 75.8 | 0
2:00 | -11.1 | 35.8 | 0 | 0 | 280.5 | 294.1 | 289.7 | 76.2 | 0
3:00 | -5 | 48.7 | 0 | 0 | 280.2 | 294.1 | 289.5 | 74.9 | 0
4:00 | 2.4 | 60.8 | 12.8 | 10.9 | 280.2 | 294.1 | 289.8 | 76.8 | 0
5:00 | 10.7 | 72.3 | 41.5 | 40.6 | 280.5 | 294.1 | 290.5 | 75.7 | 0
6:00 | 19.6 | 83.7 | 18 | 62.9 | 280.9 | 294.1 | 290.6 | 75.9 | 0
7:00 | 28.7 | 95.6 | 0 | 84.8 | 281.8 | 294.1 | 291 | 67.2 | 0
8:00 | 37.6 | 108.8 | 0 | 101.3 | 282.7 | 295.8 | 292.8 | 0.9 | 0
9:00 | 45.8 | 124.4 | 0 | 131.7 | 283.7 | 295.9 | 293.4 | 1 | 0
10:00 | 52.4 | 143.6 | 0 | 145.9 | 284.8 | 296.1 | 293.9 | 0.8 | 0
11:00 | 56.2 | 167.2 | 0 | 152.2 | 285.8 | 295.6 | 294.2 | 0.5 | 0
noon | 56.2 | -167.2 | 0 | 145.7 | 286.8 | 296 | 294.6 | 0.4 | 0
13:00 | 52.4 | -143.6 | 0 | 137.1 | 287.6 | 296.2 | 295 | 0.3 | 0
14:00 | 45.8 | -124.4 | 0 | 134.2 | 288 | 296.3 | 294.8 | 0.5 | 0
15:00 | 37.6 | -108.8 | 0 | 116.3 | 288 | 296.3 | 294.8 | 0.3 | 0
16:00 | 28.7 | -95.6 | 0 | 97.6 | 287.9 | 295.8 | 294.7 | 0.3 | 0
17:00 | 19.6 | -83.7 | 19 | 74.3 | 287.3 | 296 | 294.1 | 0.3 | 0
18:00 | 10.7 | -72.3 | 47.9 | 48.7 | 286.3 | 296 | 294.1 | 0.3 | 0
19:00 | 2.4 | -60.8 | 25.2 | 18.1 | 285.1 | 296.1 | 292.9 | 0.4 | 0
20:00 | -5 | -48.7 | 0 | 0 | 284 | 295.6 | 292.2 | 0.4 | 0
21:00 | -11.1 | -35.8 | 0 | 0 | 283.1 | 296 | 291.5 | 0.4 | 0
22:00 | -15.5 | -22 | 0 | 0 | 282.3 | 296.1 | 291.3 | 0.6 | 0
23:00 | -17.9 | -7.4 | 0 | 0 | 281.5 | 296.3 | 291.2 | 0.8 | 0
June
| solar | solar | direct | diffuse | outdoor | indoor | window | heating | blinds
| altitude | azimuth | radiation | radiation | temp. | temp. | temp. | load | closed
| (degrees) | (degrees) | (W-h/m2) | (W-h/m2) | (K) | (K) | (K) | (W-h/m2) | (% time)
midnight | -13.8 | 7 | 0 | 0 | 284.5 | 294.1 | 290.9 | 42.3 | 0
1:00 | -11.6 | 21 | 0 | 0 | 284.2 | 294.1 | 290.9 | 41.3 | 0
2:00 | -7.3 | 34.3 | 0 | 0 | 283.9 | 294.1 | 290.7 | 38.1 | 0
3:00 | -1.4 | 46.7 | 0 | 0 | 283.6 | 294.1 | 290.6 | 37 | 0
4:00 | 5.8 | 58.4 | 47 | 27.4 | 283.7 | 294.2 | 291.6 | 38.1 | 0
5:00 | 14 | 69.7 | 54.6 | 52.4 | 284.2 | 294.3 | 292.1 | 37.9 | 0
6:00 | 22.8 | 80.8 | 26.7 | 76.8 | 284.6 | 294.4 | 292.1 | 38.8 | 0
7:00 | 31.9 | 92.5 | 0 | 90.6 | 285.2 | 294.4 | 292.3 | 37.5 | 0
8:00 | 40.9 | 105.5 | 0 | 104.6 | 286.2 | 296.1 | 294.1 | 0.3 | 0
9:00 | 49.2 | 121 | 0 | 130.5 | 287.2 | 296.3 | 294.5 | 0.3 | 0
10:00 | 56.1 | 140.8 | 0 | 140.9 | 288.1 | 296.4 | 295.1 | 0.2 | 0
11:00 | 60.2 | 166 | 0 | 149.1 | 289.1 | 296.7 | 295.8 | 0.3 | 0
noon | 60.2 | -166 | 0 | 150.4 | 290 | 297.2 | 296.3 | 0.1 | 0
13:00 | 56.1 | -140.8 | 0 | 149.6 | 290.6 | 297.3 | 296.8 | 0 | 0
14:00 | 49.2 | -121 | 0 | 133.5 | 291 | 297.2 | 296.6 | 0 | 0
15:00 | 40.9 | -105.5 | 0 | 111.8 | 291.1 | 297.2 | 296.3 | 0 | 0
16:00 | 31.9 | -92.5 | 0 | 113.1 | 290.9 | 296.9 | 296.2 | 0 | 0
17:00 | 22.8 | -80.8 | 25.1 | 93.4 | 290.2 | 297 | 295.6 | 0.1 | 0
18:00 | 14 | -69.7 | 50.8 | 67.2 | 289.3 | 296.5 | 295.2 | 0.2 | 0
19:00 | 5.8 | -58.4 | 47.8 | 41 | 288.3 | 296.4 | 294.7 | 0.2 | 0
20:00 | -1.4 | -46.7 | 0 | 0 | 287.4 | 296.3 | 293.4 | 0.3 | 0
21:00 | -7.3 | -34.3 | 0 | 0 | 286.4 | 296.1 | 293.2 | 0.2 | 0
22:00 | -11.6 | -21 | 0 | 0 | 285.7 | 295.8 | 292.6 | 0.4 | 0
23:00 | -13.8 | -7 | 0 | 0 | 284.8 | 295.9 | 292.3 | 0.3 | 0
July
| solar | solar | direct | diffuse | outdoor | indoor | window | heating | blinds
| altitude | azimuth | radiation | radiation | temp. | temp. | temp. | load | closed
| (degrees) | (degrees) | (W-h/m2) | (W-h/m2) | (K) | (K) | (K) | (W-h/m2) | (% time)
midnight | -15.9 | 7.2 | 0 | 0 | 286.4 | 295.1 | 292.3 | 15.6 | 0
1:00 | -13.7 | 21.5 | 0 | 0 | 286.1 | 294.7 | 291.9 | 19.1 | 0
2:00 | -9.3 | 35.1 | 0 | 0 | 285.6 | 294.4 | 291.5 | 19.3 | 0
3:00 | -3.3 | 47.8 | 0 | 0 | 285.3 | 294.2 | 291.3 | 17.8 | 0
4:00 | 4 | 59.7 | 7.4 | 13.9 | 285.5 | 294.2 | 291.6 | 18.5 | 0
5:00 | 12.3 | 71 | 22.1 | 43.4 | 285.8 | 294.6 | 292.4 | 16.4 | 0
6:00 | 21.1 | 82.3 | 12.9 | 72.5 | 286.4 | 295.2 | 293 | 16.6 | 0
7:00 | 30.2 | 94.1 | 0 | 90.2 | 286.8 | 295.5 | 293.6 | 14.5 | 0
8:00 | 39.2 | 107.3 | 0 | 107.5 | 287.6 | 297 | 295.2 | 0 | 0
9:00 | 47.4 | 122.8 | 0 | 130 | 288.7 | 297 | 295.7 | 0 | 0
10:00 | 54.2 | 142.4 | 0 | 152.9 | 289.7 | 297.3 | 296.4 | 0 | 0
11:00 | 58.1 | 166.6 | 0 | 166.1 | 290.7 | 297.4 | 297.1 | 0 | 0
noon | 58.1 | -166.6 | 0 | 174.3 | 291.7 | 297.6 | 297.7 | 0 | 0
13:00 | 54.2 | -142.4 | 0 | 161.4 | 292.5 | 297.7 | 297.9 | 0 | 0
14:00 | 47.4 | -122.8 | 0 | 145.3 | 292.9 | 297.6 | 297.6 | 0 | 0
15:00 | 39.2 | -107.3 | 0 | 120.5 | 293 | 297.5 | 297.3 | 0 | 0
16:00 | 30.2 | -94.1 | 0 | 114.7 | 292.8 | 297.4 | 297.1 | 0 | 0
17:00 | 21.1 | -82.3 | 18.9 | 91.1 | 292.4 | 297.3 | 296.8 | 0 | 0
18:00 | 12.3 | -71 | 59.5 | 68.5 | 291.5 | 297.6 | 296.8 | 0 | 0
19:00 | 4 | -59.7 | 57.7 | 35.1 | 290.4 | 297.4 | 296.1 | 0 | 0
20:00 | -3.3 | -47.8 | 0 | 0 | 289.3 | 297.1 | 294.6 | 0 | 0
21:00 | -9.3 | -35.1 | 0 | 0 | 288.4 | 296.9 | 294.2 | 0 | 0
22:00 | -13.7 | -21.5 | 0 | 0 | 287.5 | 296.9 | 294 | 0.1 | 0
23:00 | -15.9 | -7.2 | 0 | 0 | 286.8 | 297.1 | 293.6 | 0 | 0
August
| solar | solar | direct | diffuse | outdoor | indoor | window | heating | blinds
| altitude | azimuth | radiation | radiation | temp. | temp. | temp. | load | closed
| (degrees) | (degrees) | (W-h/m2) | (W-h/m2) | (K) | (K) | (K) | (W-h/m2) | (% time)
midnight | -23.7 | 7.9 | 0 | 0 | 286.4 | 294.8 | 292.1 | 13.5 | 0
1:00 | -21.3 | 23.5 | 0 | 0 | 286 | 294.5 | 291.7 | 14.8 | 0
2:00 | -16.6 | 38.1 | 0 | 0 | 285.9 | 294.3 | 291.6 | 16.5 | 0
3:00 | -10.1 | 51.6 | 0 | 0 | 285.4 | 294.2 | 291.3 | 17.7 | 0
4:00 | -2.4 | 64.1 | 0 | 0 | 285.1 | 294.2 | 291.2 | 20 | 0
5:00 | 6 | 75.9 | 12.7 | 19 | 285.3 | 294.3 | 291.6 | 18.9 | 0
6:00 | 15.1 | 87.6 | 5.8 | 45.6 | 285.9 | 294.6 | 292.2 | 17.7 | 0
7:00 | 24.2 | 99.7 | 0 | 76 | 286.5 | 295.1 | 293 | 17.7 | 0
8:00 | 32.9 | 113.1 | 0 | 96.4 | 287.3 | 296.7 | 294.7 | 0 | 0
9:00 | 40.7 | 128.5 | 0 | 119 | 288.2 | 296.9 | 295.3 | 0 | 0
10:00 | 46.9 | 146.9 | 0 | 144.3 | 289.3 | 297.1 | 295.8 | 0 | 0
11:00 | 50.3 | 168.5 | 0 | 156.9 | 290.4 | 297.2 | 296.5 | 0 | 0
noon | 50.3 | -168.5 | 0 | 169.1 | 291.3 | 297.3 | 297.1 | 0 | 0
13:00 | 46.9 | -146.9 | 0 | 150.2 | 292 | 297.6 | 297.2 | 0 | 0
14:00 | 40.7 | -128.5 | 0 | 130.8 | 292.5 | 297.4 | 297.3 | 0 | 0
15:00 | 32.9 | -113.1 | 0 | 103.7 | 292.6 | 297.5 | 297 | 0 | 0
16:00 | 24.2 | -99.7 | 0 | 76.7 | 292.2 | 297.7 | 296.4 | 0 | 0
17:00 | 15.1 | -87.6 | 6.3 | 56.4 | 291.7 | 297.5 | 296 | 0 | 0
18:00 | 6 | -75.9 | 24.9 | 35.1 | 290.9 | 297.1 | 295.8 | 0 | 0
19:00 | -2.4 | -64.1 | 0 | 6 | 289.9 | 297.2 | 294.9 | 0 | 0
20:00 | -10.1 | -51.6 | 0 | 0 | 289 | 296.9 | 294.5 | 0 | 0
21:00 | -16.6 | -38.1 | 0 | 0 | 288.1 | 297.1 | 293.9 | 0 | 0
22:00 | -21.3 | -23.5 | 0 | 0 | 287.3 | 296.7 | 293.6 | 0 | 0
23:00 | -23.7 | -7.9 | 0 | 0 | 286.6 | 296.6 | 293.5 | 0.1 | 0
September
| solar | solar | direct | diffuse | outdoor | indoor | window | heating | blinds
| altitude | azimuth | radiation | radiation | temp. | temp. | temp. | load | closed
| (degrees) | (degrees) | (W-h/m2) | (W-h/m2) | (K) | (K) | (K) | (W-h/m2) | (% time)
midnight | -35.1 | 9.1 | 0 | 0 | 284.9 | 295 | 291.7 | 42.1 | 0
1:00 | -32.3 | 26.9 | 0 | 0 | 284.8 | 294.6 | 291.4 | 42.3 | 0
2:00 | -27.1 | 43.1 | 0 | 0 | 284.5 | 294.4 | 291.2 | 41.8 | 0
3:00 | -20 | 57.5 | 0 | 0 | 284.3 | 294.3 | 291 | 41.3 | 0
4:00 | -11.8 | 70.6 | 0 | 0 | 284.1 | 294.3 | 290.9 | 42 | 0
5:00 | -3 | 82.8 | 0 | 0.3 | 284 | 294.2 | 290.9 | 44.1 | 0
6:00 | 6 | 94.7 | 0 | 19.9 | 284.3 | 294.2 | 291.2 | 41.9 | 0
7:00 | 15 | 107 | 0 | 44.4 | 284.7 | 294.5 | 291.7 | 37 | 0
8:00 | 23.3 | 120.2 | 0 | 67.9 | 285.4 | 297 | 293.6 | 0.4 | 0
9:00 | 30.6 | 135 | 0 | 89.9 | 286.1 | 297.1 | 294 | 0.5 | 0
10:00 | 36 | 151.7 | 0 | 104.9 | 286.8 | 296.8 | 294.5 | 0.4 | 0
11:00 | 39 | 170.3 | 0 | 105.9 | 287.6 | 297.1 | 294.7 | 0.2 | 0
noon | 39 | -170.3 | 0 | 104.9 | 288.3 | 296.9 | 295.1 | 0.1 | 0
13:00 | 36 | -151.7 | 0 | 101.4 | 288.9 | 297 | 295.4 | 0.2 | 0
14:00 | 30.6 | -135 | 0 | 92.6 | 289.4 | 297 | 295.4 | 0.2 | 0
15:00 | 23.3 | -120.2 | 0 | 73.2 | 289.5 | 297 | 295.3 | 0.1 | 0
16:00 | 15 | -107 | 0 | 44.6 | 289.3 | 297.3 | 294.8 | 0 | 0
17:00 | 6 | -94.7 | 0 | 23.9 | 288.6 | 296.8 | 294.5 | 0.2 | 0
18:00 | -3 | -82.8 | 0 | 2.4 | 287.8 | 296.7 | 293.9 | 0.2 | 0
19:00 | -11.8 | -70.6 | 0 | 0 | 287.1 | 296.8 | 293.6 | 0.3 | 0
20:00 | -20 | -57.5 | 0 | 0 | 286.5 | 296.7 | 293.3 | 0.4 | 0
21:00 | -27.1 | -43.1 | 0 | 0 | 285.9 | 296.5 | 293.3 | 0.6 | 0
22:00 | -32.3 | -26.9 | 0 | 0 | 285.3 | 296.8 | 292.9 | 0.6 | 0
23:00 | -35.1 | -9.1 | 0 | 0 | 285 | 296.6 | 292.8 | 0.6 | 0
October
| solar | solar | direct | diffuse | outdoor | indoor | window | heating | blinds
| altitude | azimuth | radiation | radiation | temp. | temp. | temp. | load | closed
| (degrees) | (degrees) | (W-h/m2) | (W-h/m2) | (K) | (K) | (K) | (W-h/m2) | (% time)
midnight | -47 | 10.8 | 0 | 0 | 282.1 | 294.2 | 290.3 | 57.5 | 0
1:00 | -43.7 | 31.4 | 0 | 0 | 282.1 | 294.1 | 290.2 | 56.6 | 0
2:00 | -37.8 | 49.3 | 0 | 0 | 282 | 294.1 | 290.1 | 58.1 | 0
3:00 | -30.1 | 64.6 | 0 | 0 | 281.8 | 294.1 | 290.1 | 59 | 0
4:00 | -21.5 | 78 | 0 | 0 | 281.8 | 294.1 | 290.1 | 60.5 | 0
5:00 | -12.4 | 90.2 | 0 | 0 | 281.7 | 294.1 | 290 | 65.2 | 0
6:00 | -3.4 | 102 | 0 | 0.8 | 281.8 | 294.1 | 290.1 | 65.9 | 0
7:00 | 5.2 | 114 | 0 | 16.8 | 282.2 | 294.1 | 290.4 | 64.6 | 0
8:00 | 13 | 126.6 | 0 | 37.6 | 282.6 | 296 | 291.8 | 0.6 | 0
9:00 | 19.7 | 140.4 | 0 | 61.3 | 283.3 | 296.3 | 292.5 | 0.8 | 0
10:00 | 24.5 | 155.5 | 0 | 70.4 | 283.9 | 296.5 | 292.8 | 0.9 | 0
11:00 | 27.1 | 171.7 | 0 | 81.3 | 284.6 | 296.2 | 292.9 | 0.8 | 0
noon | 27.1 | -171.7 | 0 | 79 | 285.1 | 296.2 | 293.4 | 0.9 | 0
13:00 | 24.5 | -155.5 | 0 | 65.6 | 285.4 | 296.3 | 293.3 | 0.6 | 0
14:00 | 19.7 | -140.4 | 0 | 49.7 | 285.5 | 296.3 | 293 | 0.7 | 0
15:00 | 13 | -126.6 | 0 | 33.4 | 285.3 | 296.3 | 292.9 | 0.5 | 0
16:00 | 5.2 | -114 | 0 | 14.6 | 284.7 | 296.4 | 292.5 | 0.4 | 0
17:00 | -3.4 | -102 | 0 | 0.4 | 284.1 | 296 | 292.3 | 0.7 | 0
18:00 | -12.4 | -90.2 | 0 | 0 | 283.5 | 296.1 | 292 | 0.7 | 0
19:00 | -21.5 | -78 | 0 | 0 | 283.1 | 295.8 | 292 | 0.7 | 0
20:00 | -30.1 | -64.6 | 0 | 0 | 282.8 | 296.1 | 291.6 | 0.6 | 0
21:00 | -37.8 | -49.3 | 0 | 0 | 282.5 | 296.1 | 291.5 | 0.6 | 0
22:00 | -43.7 | -31.4 | 0 | 0 | 282.4 | 296.4 | 291.4 | 0.6 | 0
23:00 | -47 | -10.8 | 0 | 0 | 282.2 | 296.3 | 291.6 | 0.6 | 0
November
| solar | solar | direct | diffuse | outdoor | indoor | window | heating | blinds
| altitude | azimuth | radiation | radiation | temp. | temp. | temp. | load | closed
| (degrees) | (degrees) | (W-h/m2) | (W-h/m2) | (K) | (K) | (K) | (W-h/m2) | (% time)
midnight | -56.2 | 12.8 | 0 | 0 | 278.9 | 294.1 | 289.1 | 103.1 | 0
1:00 | -52.4 | 36.3 | 0 | 0 | 278.8 | 294.1 | 289.1 | 103.8 | 0
2:00 | -45.8 | 55.6 | 0 | 0 | 278.6 | 294.1 | 289.1 | 110 | 0
3:00 | -37.7 | 71.1 | 0 | 0 | 278.5 | 294.1 | 289 | 106.4 | 0
4:00 | -28.8 | 84.3 | 0 | 0 | 278.4 | 294.1 | 289 | 102.3 | 0
5:00 | -19.7 | 96.2 | 0 | 0 | 278.4 | 294.1 | 289 | 105.8 | 0
6:00 | -10.7 | 107.7 | 0 | 0 | 278.3 | 294.1 | 289 | 106.1 | 0
7:00 | -2.4 | 119.2 | 0 | 1 | 278.2 | 294.1 | 288.9 | 106.7 | 0
8:00 | 5 | 131.2 | 0 | 16 | 278.4 | 295.2 | 290.7 | 1.2 | 0
9:00 | 11.1 | 144.1 | 0 | 30.1 | 278.8 | 295.8 | 290.5 | 1.7 | 0
10:00 | 15.5 | 157.9 | 0 | 45.9 | 279.2 | 296 | 290.6 | 1.7 | 0
11:00 | 17.8 | 172.5 | 0 | 57.8 | 279.7 | 296.1 | 291.2 | 2 | 0
noon | 17.8 | -172.5 | 0 | 55.3 | 280.1 | 295.7 | 291.5 | 1.6 | 0
13:00 | 15.5 | -157.9 | 0 | 47.3 | 280.3 | 295.7 | 291.3 | 1.7 | 0
14:00 | 11.1 | -144.1 | 0 | 30.2 | 280.4 | 296.3 | 290.9 | 1.3 | 0
15:00 | 5 | -131.2 | 0 | 12.9 | 280.2 | 295.8 | 291.1 | 1.6 | 0
16:00 | -2.4 | -119.2 | 0 | 0 | 280 | 295.9 | 290.5 | 1.4 | 0
17:00 | -10.7 | -107.7 | 0 | 0 | 279.7 | 295.8 | 290.6 | 1.4 | 0
18:00 | -19.7 | -96.2 | 0 | 0 | 279.6 | 295.9 | 290.4 | 1.4 | 0
19:00 | -28.8 | -84.3 | 0 | 0 | 279.4 | 295.6 | 290.4 | 1.3 | 0
20:00 | -37.7 | -71.1 | 0 | 0 | 279.4 | 295.9 | 290.3 | 1.5 | 0
21:00 | -45.8 | -55.6 | 0 | 0 | 279.2 | 296.3 | 290.4 | 1.3 | 0
22:00 | -52.4 | -36.3 | 0 | 0 | 279 | 296.1 | 290.6 | 1.4 | 0
23:00 | -56.2 | -12.8 | 0 | 0 | 278.8 | 295.9 | 290.6 | 1.3 | 0
December
| solar | solar | direct | diffuse | outdoor | indoor | window | heating | blinds
| altitude | azimuth | radiation | radiation | temp. | temp. | temp. | load | closed
| (degrees) | (degrees) | (W-h/m2) | (W-h/m2) | (K) | (K) | (K) | (W-h/m2) | (% time)
midnight | -60.2 | 13.9 | 0 | 0 | 276.9 | 294.1 | 288.5 | 108.2 | 0
1:00 | -56.1 | 39.1 | 0 | 0 | 276.8 | 294.1 | 288.5 | 111.8 | 0
2:00 | -49.2 | 58.9 | 0 | 0 | 276.8 | 294.1 | 288.5 | 112.2 | 0
3:00 | -40.9 | 74.4 | 0 | 0 | 276.8 | 294.1 | 288.5 | 112.2 | 0
4:00 | -31.9 | 87.4 | 0 | 0 | 276.9 | 294.1 | 288.5 | 109.5 | 0
5:00 | -22.8 | 99.1 | 0 | 0 | 277 | 294.1 | 288.5 | 112.6 | 0
6:00 | -14 | 110.2 | 0 | 0 | 276.9 | 294.1 | 288.5 | 109.7 | 0
7:00 | -5.8 | 121.5 | 0 | 0 | 276.9 | 294.1 | 288.5 | 106.9 | 0
8:00 | 1.4 | 133.2 | 0 | 1.8 | 277.1 | 295 | 290.5 | 1.2 | 0
9:00 | 7.3 | 145.7 | 0 | 14.9 | 277.3 | 295.3 | 290.1 | 2.5 | 0
10:00 | 11.6 | 158.9 | 0 | 28.6 | 277.7 | 296 | 290.3 | 1.9 | 0
11:00 | 13.8 | 172.9 | 0 | 36.8 | 277.9 | 295.6 | 290.4 | 2.2 | 0
noon | 13.8 | -172.9 | 0 | 37.9 | 278.2 | 296.2 | 290.4 | 1.9 | 0
13:00 | 11.6 | -158.9 | 0 | 29 | 278.4 | 295.9 | 290.5 | 1.9 | 0
14:00 | 7.3 | -145.7 | 0 | 18.1 | 278.3 | 295.9 | 290.4 | 1.8 | 0
15:00 | 1.4 | -133.2 | 0 | 4.7 | 278.2 | 296.1 | 290.1 | 1.6 | 0
16:00 | -5.8 | -121.5 | 0 | 0 | 277.8 | 295.9 | 289.9 | 1.9 | 0
17:00 | -14 | -110.2 | 0 | 0 | 277.7 | 295.9 | 289.9 | 1.7 | 0
18:00 | -22.8 | -99.1 | 0 | 0 | 277.5 | 296 | 289.8 | 1.7 | 0
19:00 | -31.9 | -87.4 | 0 | 0 | 277.5 | 296.2 | 289.8 | 1.7 | 0
20:00 | -40.9 | -74.4 | 0 | 0 | 277.3 | 296.1 | 289.6 | 1.6 | 0
21:00 | -49.2 | -58.9 | 0 | 0 | 277.1 | 296.1 | 289.7 | 1.7 | 0
22:00 | -56.1 | -39.1 | 0 | 0 | 277.1 | 295.9 | 289.8 | 1.8 | 0
23:00 | -60.2 | -13.9 | 0 | 0 | 277 | 295.6 | 289.8 | 2 | 0

## Sheet41
Scenario One (blue)
Tue Dec 03 2019 23:19:43 GMT+0000 (Greenwich Mean Time)
Setup Information:
Building
Location | UK - London
Building length, side A | N/A
Building length, side B | N/A
Simulation Type
Simulation Type | one_sided
Window Description
Typology | dgu_nb
Glazing Type | clear
Window Area | 41%
Wall Description
Insulation R-Value | 99999999.9 m2-K/W
Occupancy
Type | Low-rise Residential
Occupancy Load | 0.000 people per m2
Lighting Requirements | 400 lux
Equipment Load | 0.00 W/m2
Room Ventilation
Air Change Rate per Occupant | 15.0 liters / sec per person
Total Air Change Rate | 0.0 roomfuls per hour
Lighting Control
Lighting Control | lights do not respond to daylight: all lights fully on while building is occupied
Representative Room
Orientation | north
Room Depth | 27 m
Room Width | 5 m
Room Height | 2.2 m
Thermal Mass
Thermal Mass | none
Overhang
Overhang Depth | 0 m
Roof
Roof Type | adiabatic roof
Simulation Results:
Primary Energy Use and CO2 Emissions
| heating | cooling | lighting | total | CO2
| energy | energy | energy | energy | emissions
| (kWh/m2) | (kWh/m2) | (kWh/m2) | (kWh/m2) | (kg/m2)
January | 33.7 | 0 | 7.3 | 41 | 8.2
February | 28.1 | 0 | 6.6 | 34.7 | 6.9
March | 32.2 | 0 | 7.3 | 39.5 | 7.9
April | 25.9 | 0 | 7.1 | 33 | 6.6
May | 18.8 | 0 | 7.3 | 26.1 | 5.2
June | 9.4 | 0 | 7.1 | 16.5 | 3.3
July | 4.3 | 0 | 7.3 | 11.6 | 2.3
August | 4.2 | 0 | 7.3 | 11.5 | 2.3
September | 10.1 | 0 | 7.1 | 17.2 | 3.4
October | 15.4 | 0 | 7.3 | 22.7 | 4.5
November | 26 | 0 | 7.1 | 33.1 | 6.6
December | 28.2 | 0 | 7.3 | 35.5 | 7.1
Total | 236.3 | 0 | 86.1 | 322.4 | 64.5 | yearly energy
January
| solar | solar | direct | diffuse | outdoor | indoor | window | heating | blinds
| altitude | azimuth | radiation | radiation | temp. | temp. | temp. | load | closed
| (degrees) | (degrees) | (W-h/m2) | (W-h/m2) | (K) | (K) | (K) | (W-h/m2) | (% time)
midnight | -58.1 | 13.3 | 0 | 0 | 275.9 | 294.1 | 288.2 | 135.3 | 0
1:00 | -54.2 | 37.6 | 0 | 0 | 275.8 | 294.1 | 288.2 | 134.8 | 0
2:00 | -47.5 | 57.1 | 0 | 0 | 275.8 | 294.1 | 288.2 | 133.2 | 0
3:00 | -39.2 | 72.7 | 0 | 0 | 275.7 | 294.1 | 288.1 | 129.1 | 0
4:00 | -30.2 | 85.8 | 0 | 0 | 275.6 | 294.1 | 288.1 | 131.8 | 0
5:00 | -21.1 | 97.6 | 0 | 0 | 275.6 | 294.1 | 288.1 | 131.6 | 0
6:00 | -12.3 | 108.9 | 0 | 0 | 275.5 | 294.1 | 288.1 | 129.3 | 0
7:00 | -4 | 120.3 | 0 | 0 | 275.5 | 294.1 | 288.1 | 128.2 | 0
8:00 | 3.3 | 132.2 | 0 | 5.1 | 275.7 | 295.5 | 290.1 | 1.1 | 0
9:00 | 9.3 | 144.9 | 0 | 20.2 | 276.1 | 295.6 | 290 | 2.4 | 0
10:00 | 13.6 | 158.4 | 0 | 34.6 | 276.5 | 295.5 | 290 | 2.4 | 0
11:00 | 15.9 | 172.7 | 0 | 40.5 | 276.7 | 296 | 290 | 2.3 | 0
noon | 15.9 | -172.7 | 0 | 42.7 | 277.2 | 295.9 | 290.1 | 2.5 | 0
13:00 | 13.6 | -158.4 | 0 | 38.1 | 277.6 | 296 | 290.3 | 2.3 | 0
14:00 | 9.3 | -144.9 | 0 | 26.7 | 277.5 | 295.5 | 290.2 | 2.5 | 0
15:00 | 3.3 | -132.2 | 0 | 13.2 | 277.3 | 296 | 289.6 | 2.1 | 0
16:00 | -4 | -120.3 | 0 | 0.6 | 277 | 295.9 | 289.4 | 2.2 | 0
17:00 | -12.3 | -108.9 | 0 | 0 | 276.8 | 295.8 | 289.5 | 2.5 | 0
18:00 | -21.1 | -97.6 | 0 | 0 | 276.5 | 295.6 | 289.5 | 2.5 | 0
19:00 | -30.2 | -85.8 | 0 | 0 | 276.3 | 295.7 | 289.4 | 2.2 | 0
20:00 | -39.2 | -72.7 | 0 | 0 | 276.1 | 295.8 | 289.4 | 2.4 | 0
21:00 | -47.5 | -57.1 | 0 | 0 | 276.1 | 295.8 | 289.4 | 2.3 | 0
22:00 | -54.2 | -37.6 | 0 | 0 | 276 | 296.1 | 289.3 | 2 | 0
23:00 | -58.1 | -13.3 | 0 | 0 | 275.9 | 296 | 289.3 | 2.1 | 0
February
| solar | solar | direct | diffuse | outdoor | indoor | window | heating | blinds
| altitude | azimuth | radiation | radiation | temp. | temp. | temp. | load | closed
| (degrees) | (degrees) | (W-h/m2) | (W-h/m2) | (K) | (K) | (K) | (W-h/m2) | (% time)
midnight | -50.4 | 11.4 | 0 | 0 | 275.4 | 294.1 | 288 | 115.8 | 0
1:00 | -46.9 | 33 | 0 | 0 | 275.3 | 294.1 | 288 | 110.3 | 0
2:00 | -40.8 | 51.4 | 0 | 0 | 275.2 | 294.1 | 288 | 114.4 | 0
3:00 | -32.9 | 66.9 | 0 | 0 | 275.2 | 294.1 | 288 | 121 | 0
4:00 | -24.2 | 80.2 | 0 | 0 | 275.2 | 294.1 | 288 | 123 | 0
5:00 | -15.1 | 92.3 | 0 | 0 | 275.1 | 294.1 | 287.9 | 127.6 | 0
6:00 | -6.1 | 104 | 0 | 0 | 275.1 | 294.1 | 287.9 | 127.4 | 0
7:00 | 2.4 | 115.9 | 0 | 2.3 | 275.1 | 294.1 | 288 | 131.1 | 0
8:00 | 10.1 | 128.3 | 0 | 20.6 | 275.5 | 295 | 290.2 | 1.7 | 0
9:00 | 16.5 | 141.8 | 0 | 40.4 | 276.1 | 295.7 | 289.9 | 2.3 | 0
10:00 | 21.2 | 156.4 | 0 | 55.1 | 276.7 | 295.6 | 290.4 | 3 | 0
11:00 | 23.7 | 172 | 0 | 60.6 | 277.3 | 295.8 | 290.6 | 2.8 | 0
noon | 23.7 | -172 | 0 | 65.1 | 277.9 | 296.4 | 290.5 | 2.3 | 0
13:00 | 21.2 | -156.4 | 0 | 57 | 278.4 | 296 | 290.6 | 2.4 | 0
14:00 | 16.5 | -141.8 | 0 | 53.5 | 278.5 | 295.9 | 290.9 | 2.4 | 0
15:00 | 10.1 | -128.3 | 0 | 36 | 278.3 | 295.7 | 290.5 | 2.3 | 0
16:00 | 2.4 | -115.9 | 0 | 14.5 | 277.7 | 295.8 | 290.1 | 1.9 | 0
17:00 | -6.1 | -104 | 0 | 0.3 | 277.1 | 295.9 | 289.9 | 2 | 0
18:00 | -15.1 | -92.3 | 0 | 0 | 276.7 | 295.8 | 289.7 | 2 | 0
19:00 | -24.2 | -80.2 | 0 | 0 | 276.3 | 295.6 | 289.6 | 2.4 | 0
20:00 | -32.9 | -66.9 | 0 | 0 | 276 | 295.6 | 289.5 | 1.8 | 0
21:00 | -40.8 | -51.4 | 0 | 0 | 275.7 | 295.7 | 289.3 | 1.9 | 0
22:00 | -46.9 | -33 | 0 | 0 | 275.5 | 296 | 289.3 | 1.9 | 0
23:00 | -50.4 | -11.4 | 0 | 0 | 275.4 | 295.8 | 289.2 | 2 | 0
March
| solar | solar | direct | diffuse | outdoor | indoor | window | heating | blinds
| altitude | azimuth | radiation | radiation | temp. | temp. | temp. | load | closed
| (degrees) | (degrees) | (W-h/m2) | (W-h/m2) | (K) | (K) | (K) | (W-h/m2) | (% time)
midnight | -39 | 9.6 | 0 | 0 | 276.9 | 294.1 | 288.5 | 127.8 | 0
1:00 | -36 | 28.2 | 0 | 0 | 276.8 | 294.1 | 288.5 | 131.5 | 0
2:00 | -30.6 | 45 | 0 | 0 | 276.7 | 294.1 | 288.4 | 135.7 | 0
3:00 | -23.4 | 59.7 | 0 | 0 | 276.5 | 294.1 | 288.4 | 128.2 | 0
4:00 | -15 | 72.9 | 0 | 0 | 276.3 | 294.1 | 288.3 | 129.5 | 0
5:00 | -6.1 | 85.2 | 0 | 0 | 276.4 | 294.1 | 288.3 | 124.3 | 0
6:00 | 2.9 | 97.1 | 0 | 4.1 | 276.6 | 294.1 | 288.4 | 116.7 | 0
7:00 | 11.8 | 109.3 | 0 | 24.9 | 276.9 | 294.1 | 288.8 | 113.3 | 0
8:00 | 20 | 122.4 | 0 | 48.1 | 277.4 | 295.7 | 290.2 | 1.5 | 0
9:00 | 27 | 136.9 | 0 | 66.7 | 278 | 296.2 | 290.6 | 1.9 | 0
10:00 | 32.2 | 153.1 | 0 | 85.8 | 278.8 | 295.6 | 291.2 | 2.4 | 0
11:00 | 35.1 | 170.8 | 0 | 100 | 279.8 | 295.9 | 291.7 | 1.7 | 0
noon | 35.1 | -170.8 | 0 | 101.7 | 280.5 | 296.2 | 291.9 | 1.8 | 0
13:00 | 32.2 | -153.1 | 0 | 93 | 281.2 | 295.8 | 292 | 1.7 | 0
14:00 | 27 | -136.9 | 0 | 79.8 | 281.5 | 296.3 | 291.8 | 1.4 | 0
15:00 | 20 | -122.4 | 0 | 58.9 | 281.4 | 295.6 | 291.7 | 2 | 0
16:00 | 11.8 | -109.3 | 0 | 34.5 | 280.9 | 295.9 | 291.4 | 1.5 | 0
17:00 | 2.9 | -97.1 | 0 | 15.4 | 280.1 | 295.8 | 291 | 2 | 0
18:00 | -6.1 | -85.2 | 0 | 0 | 279.4 | 295.8 | 290.5 | 1.7 | 0
19:00 | -15 | -72.9 | 0 | 0 | 278.7 | 295.6 | 290.3 | 1.8 | 0
20:00 | -23.4 | -59.7 | 0 | 0 | 278.2 | 295.9 | 290.1 | 2.1 | 0
21:00 | -30.6 | -45 | 0 | 0 | 277.8 | 295.8 | 290 | 2.4 | 0
22:00 | -36 | -28.2 | 0 | 0 | 277.3 | 296.2 | 289.8 | 2 | 0
23:00 | -39 | -9.6 | 0 | 0 | 277.1 | 295.7 | 289.7 | 2.8 | 0
April
| solar | solar | direct | diffuse | outdoor | indoor | window | heating | blinds
| altitude | azimuth | radiation | radiation | temp. | temp. | temp. | load | closed
| (degrees) | (degrees) | (W-h/m2) | (W-h/m2) | (K) | (K) | (K) | (W-h/m2) | (% time)
midnight | -27.1 | 8.3 | 0 | 0 | 278.5 | 294.1 | 289 | 105 | 0
1:00 | -24.5 | 24.4 | 0 | 0 | 278.2 | 294.1 | 288.9 | 103 | 0
2:00 | -19.7 | 39.5 | 0 | 0 | 278 | 294.1 | 288.9 | 104.6 | 0
3:00 | -13.1 | 53.3 | 0 | 0 | 277.7 | 294.1 | 288.8 | 106.7 | 0
4:00 | -5.2 | 66 | 0 | 0 | 277.4 | 294.1 | 288.7 | 105.7 | 0
5:00 | 3.4 | 78 | 3 | 8 | 277.6 | 294.1 | 288.8 | 104.5 | 0
6:00 | 12.4 | 89.8 | 0.4 | 33.9 | 278.1 | 294.1 | 289.2 | 107.4 | 0
7:00 | 21.5 | 102 | 0 | 60.7 | 278.8 | 294.1 | 289.8 | 103.8 | 0
8:00 | 30.1 | 115.3 | 0 | 79.7 | 279.5 | 296.3 | 291.3 | 1.6 | 0
9:00 | 37.7 | 130.6 | 0 | 102.3 | 280.6 | 296 | 291.8 | 2.2 | 0
10:00 | 43.7 | 148.5 | 0 | 121.4 | 281.5 | 295.8 | 292.4 | 2.1 | 0
11:00 | 47 | 169.1 | 0 | 133.9 | 282.5 | 295.8 | 293 | 1.6 | 0
noon | 47 | -169.1 | 0 | 135.6 | 283.5 | 295.9 | 293.3 | 1.4 | 0
13:00 | 43.7 | -148.5 | 0 | 127.4 | 284.2 | 296.1 | 293.6 | 1.1 | 0
14:00 | 37.7 | -130.6 | 0 | 116.3 | 284.7 | 296.1 | 293.4 | 1 | 0
15:00 | 30.1 | -115.3 | 0 | 86.8 | 285 | 295.8 | 293.3 | 0.9 | 0
16:00 | 21.5 | -102 | 0 | 66.8 | 284.7 | 296.3 | 292.9 | 0.7 | 0
17:00 | 12.4 | -89.8 | 0.5 | 41.3 | 283.9 | 296 | 292.3 | 1.2 | 0
18:00 | 3.4 | -78 | 12.3 | 16.4 | 283 | 295.7 | 292.2 | 1.2 | 0
19:00 | -5.2 | -66 | 0 | 0 | 282 | 295.7 | 291.3 | 1 | 0
20:00 | -13.1 | -53.3 | 0 | 0 | 281 | 296 | 290.9 | 1.1 | 0
21:00 | -19.7 | -39.5 | 0 | 0 | 280 | 295.8 | 290.7 | 1.5 | 0
22:00 | -24.5 | -24.4 | 0 | 0 | 279.3 | 295.6 | 290.6 | 1.6 | 0
23:00 | -27.1 | -8.3 | 0 | 0 | 278.6 | 295.7 | 290.3 | 1.6 | 0
May
| solar | solar | direct | diffuse | outdoor | indoor | window | heating | blinds
| altitude | azimuth | radiation | radiation | temp. | temp. | temp. | load | closed
| (degrees) | (degrees) | (W-h/m2) | (W-h/m2) | (K) | (K) | (K) | (W-h/m2) | (% time)
midnight | -17.9 | 7.4 | 0 | 0 | 281 | 294.1 | 289.8 | 75.2 | 0
1:00 | -15.5 | 22 | 0 | 0 | 280.8 | 294.1 | 289.7 | 75.8 | 0
2:00 | -11.1 | 35.8 | 0 | 0 | 280.5 | 294.1 | 289.7 | 76.2 | 0
3:00 | -5 | 48.7 | 0 | 0 | 280.2 | 294.1 | 289.5 | 74.9 | 0
4:00 | 2.4 | 60.8 | 12.8 | 10.9 | 280.2 | 294.1 | 289.8 | 76.8 | 0
5:00 | 10.7 | 72.3 | 41.5 | 40.6 | 280.5 | 294.1 | 290.5 | 75.7 | 0
6:00 | 19.6 | 83.7 | 18 | 62.9 | 280.9 | 294.1 | 290.6 | 75.8 | 0
7:00 | 28.7 | 95.6 | 0 | 84.8 | 281.8 | 294.1 | 291 | 67.2 | 0
8:00 | 37.6 | 108.8 | 0 | 101.3 | 282.7 | 295.8 | 292.8 | 0.9 | 0
9:00 | 45.8 | 124.4 | 0 | 131.7 | 283.7 | 295.9 | 293.4 | 1 | 0
10:00 | 52.4 | 143.6 | 0 | 145.9 | 284.8 | 295.9 | 293.9 | 0.8 | 0
11:00 | 56.2 | 167.2 | 0 | 152.2 | 285.8 | 296 | 294.3 | 0.5 | 0
noon | 56.2 | -167.2 | 0 | 145.7 | 286.8 | 296.1 | 294.6 | 0.4 | 0
13:00 | 52.4 | -143.6 | 0 | 137.1 | 287.6 | 296.2 | 295 | 0.3 | 0
14:00 | 45.8 | -124.4 | 0 | 134.2 | 288 | 296.3 | 294.9 | 0.4 | 0
15:00 | 37.6 | -108.8 | 0 | 116.3 | 288 | 296.5 | 294.7 | 0.3 | 0
16:00 | 28.7 | -95.6 | 0 | 97.6 | 287.9 | 296.3 | 294.4 | 0.3 | 0
17:00 | 19.6 | -83.7 | 19 | 74.3 | 287.3 | 295.8 | 294.2 | 0.3 | 0
18:00 | 10.7 | -72.3 | 47.9 | 48.7 | 286.3 | 295.9 | 293.9 | 0.3 | 0
19:00 | 2.4 | -60.8 | 25.2 | 18.1 | 285.1 | 295.9 | 292.9 | 0.3 | 0
20:00 | -5 | -48.7 | 0 | 0 | 284 | 296 | 292 | 0.4 | 0
21:00 | -11.1 | -35.8 | 0 | 0 | 283.1 | 296 | 291.9 | 0.5 | 0
22:00 | -15.5 | -22 | 0 | 0 | 282.3 | 296 | 291.5 | 0.7 | 0
23:00 | -17.9 | -7.4 | 0 | 0 | 281.5 | 295.8 | 291.1 | 0.8 | 0
June
| solar | solar | direct | diffuse | outdoor | indoor | window | heating | blinds
| altitude | azimuth | radiation | radiation | temp. | temp. | temp. | load | closed
| (degrees) | (degrees) | (W-h/m2) | (W-h/m2) | (K) | (K) | (K) | (W-h/m2) | (% time)
midnight | -13.8 | 7 | 0 | 0 | 284.5 | 294.1 | 290.9 | 42.3 | 0
1:00 | -11.6 | 21 | 0 | 0 | 284.2 | 294.1 | 290.9 | 41.4 | 0
2:00 | -7.3 | 34.3 | 0 | 0 | 283.9 | 294.1 | 290.7 | 38.1 | 0
3:00 | -1.4 | 46.7 | 0 | 0 | 283.6 | 294.1 | 290.6 | 37 | 0
4:00 | 5.8 | 58.4 | 47 | 27.4 | 283.7 | 294.2 | 291.6 | 38.1 | 0
5:00 | 14 | 69.7 | 54.6 | 52.4 | 284.2 | 294.3 | 292.1 | 37.9 | 0
6:00 | 22.8 | 80.8 | 26.7 | 76.8 | 284.6 | 294.3 | 292.1 | 38.8 | 0
7:00 | 31.9 | 92.5 | 0 | 90.6 | 285.2 | 294.4 | 292.3 | 37.5 | 0
8:00 | 40.9 | 105.5 | 0 | 104.6 | 286.2 | 296 | 294.1 | 0.4 | 0
9:00 | 49.2 | 121 | 0 | 130.5 | 287.2 | 296.4 | 294.6 | 0.3 | 0
10:00 | 56.1 | 140.8 | 0 | 140.9 | 288.1 | 296.3 | 295.1 | 0.2 | 0
11:00 | 60.2 | 166 | 0 | 149.1 | 289.1 | 297.1 | 295.7 | 0.2 | 0
noon | 60.2 | -166 | 0 | 150.4 | 290 | 297.2 | 296.1 | 0.1 | 0
13:00 | 56.1 | -140.8 | 0 | 149.6 | 290.6 | 297.4 | 297 | 0 | 0
14:00 | 49.2 | -121 | 0 | 133.5 | 291 | 297.4 | 296.6 | 0 | 0
15:00 | 40.9 | -105.5 | 0 | 111.8 | 291.1 | 297 | 296.4 | 0 | 0
16:00 | 31.9 | -92.5 | 0 | 113.1 | 290.9 | 296.8 | 296.3 | 0 | 0
17:00 | 22.8 | -80.8 | 25.1 | 93.4 | 290.2 | 297 | 295.6 | 0.1 | 0
18:00 | 14 | -69.7 | 50.8 | 67.2 | 289.3 | 296.5 | 295.3 | 0.2 | 0
19:00 | 5.8 | -58.4 | 47.8 | 41 | 288.3 | 296.6 | 294.7 | 0.2 | 0
20:00 | -1.4 | -46.7 | 0 | 0 | 287.4 | 296.1 | 293.3 | 0.2 | 0
21:00 | -7.3 | -34.3 | 0 | 0 | 286.4 | 295.9 | 293 | 0.2 | 0
22:00 | -11.6 | -21 | 0 | 0 | 285.7 | 296.2 | 292.6 | 0.3 | 0
23:00 | -13.8 | -7 | 0 | 0 | 284.8 | 295.8 | 292.5 | 0.3 | 0
July
| solar | solar | direct | diffuse | outdoor | indoor | window | heating | blinds
| altitude | azimuth | radiation | radiation | temp. | temp. | temp. | load | closed
| (degrees) | (degrees) | (W-h/m2) | (W-h/m2) | (K) | (K) | (K) | (W-h/m2) | (% time)
midnight | -15.9 | 7.2 | 0 | 0 | 286.4 | 295.1 | 292.3 | 15.5 | 0
1:00 | -13.7 | 21.5 | 0 | 0 | 286.1 | 294.7 | 291.9 | 19 | 0
2:00 | -9.3 | 35.1 | 0 | 0 | 285.6 | 294.4 | 291.5 | 19.3 | 0
3:00 | -3.3 | 47.8 | 0 | 0 | 285.3 | 294.2 | 291.3 | 17.8 | 0
4:00 | 4 | 59.7 | 7.4 | 13.9 | 285.5 | 294.2 | 291.6 | 18.5 | 0
5:00 | 12.3 | 71 | 22.1 | 43.4 | 285.8 | 294.6 | 292.3 | 16.4 | 0
6:00 | 21.1 | 82.3 | 12.9 | 72.5 | 286.4 | 295.1 | 293 | 16.6 | 0
7:00 | 30.2 | 94.1 | 0 | 90.2 | 286.8 | 295.5 | 293.6 | 14.5 | 0
8:00 | 39.2 | 107.3 | 0 | 107.5 | 287.6 | 297.1 | 295.2 | 0 | 0
9:00 | 47.4 | 122.8 | 0 | 130 | 288.7 | 297 | 295.7 | 0 | 0
10:00 | 54.2 | 142.4 | 0 | 152.9 | 289.7 | 297.3 | 296.4 | 0 | 0
11:00 | 58.1 | 166.6 | 0 | 166.1 | 290.7 | 297.4 | 297.1 | 0 | 0
noon | 58.1 | -166.6 | 0 | 174.3 | 291.7 | 297.8 | 297.6 | 0 | 0
13:00 | 54.2 | -142.4 | 0 | 161.4 | 292.5 | 297.7 | 297.7 | 0 | 0
14:00 | 47.4 | -122.8 | 0 | 145.3 | 292.9 | 297.6 | 297.6 | 0 | 0
15:00 | 39.2 | -107.3 | 0 | 120.5 | 293 | 297.5 | 297.2 | 0 | 0
16:00 | 30.2 | -94.1 | 0 | 114.7 | 292.8 | 297.3 | 297.1 | 0 | 0
17:00 | 21.1 | -82.3 | 18.9 | 91.1 | 292.4 | 297.2 | 296.8 | 0 | 0
18:00 | 12.3 | -71 | 59.5 | 68.5 | 291.5 | 297.6 | 296.8 | 0 | 0
19:00 | 4 | -59.7 | 57.7 | 35.1 | 290.4 | 297.3 | 296.1 | 0 | 0
20:00 | -3.3 | -47.8 | 0 | 0 | 289.3 | 297 | 294.5 | 0 | 0
21:00 | -9.3 | -35.1 | 0 | 0 | 288.4 | 297 | 294.2 | 0 | 0
22:00 | -13.7 | -21.5 | 0 | 0 | 287.5 | 297.1 | 293.8 | 0.1 | 0
23:00 | -15.9 | -7.2 | 0 | 0 | 286.8 | 296.9 | 293.7 | 0 | 0
August
| solar | solar | direct | diffuse | outdoor | indoor | window | heating | blinds
| altitude | azimuth | radiation | radiation | temp. | temp. | temp. | load | closed
| (degrees) | (degrees) | (W-h/m2) | (W-h/m2) | (K) | (K) | (K) | (W-h/m2) | (% time)
midnight | -23.7 | 7.9 | 0 | 0 | 286.4 | 294.8 | 292.1 | 13.6 | 0
1:00 | -21.3 | 23.5 | 0 | 0 | 286 | 294.5 | 291.7 | 14.9 | 0
2:00 | -16.6 | 38.1 | 0 | 0 | 285.9 | 294.3 | 291.6 | 16.6 | 0
3:00 | -10.1 | 51.6 | 0 | 0 | 285.4 | 294.2 | 291.3 | 17.7 | 0
4:00 | -2.4 | 64.1 | 0 | 0 | 285.1 | 294.2 | 291.2 | 20 | 0
5:00 | 6 | 75.9 | 12.7 | 19 | 285.3 | 294.3 | 291.6 | 18.9 | 0
6:00 | 15.1 | 87.6 | 5.8 | 45.6 | 285.9 | 294.6 | 292.2 | 17.7 | 0
7:00 | 24.2 | 99.7 | 0 | 76 | 286.5 | 295.2 | 293.1 | 17.7 | 0
8:00 | 32.9 | 113.1 | 0 | 96.4 | 287.3 | 296.7 | 294.6 | 0 | 0
9:00 | 40.7 | 128.5 | 0 | 119 | 288.2 | 297 | 295.3 | 0 | 0
10:00 | 46.9 | 146.9 | 0 | 144.3 | 289.3 | 297 | 296 | 0 | 0
11:00 | 50.3 | 168.5 | 0 | 156.9 | 290.4 | 297.1 | 296.5 | 0 | 0
noon | 50.3 | -168.5 | 0 | 169.1 | 291.3 | 297.4 | 297.1 | 0 | 0
13:00 | 46.9 | -146.9 | 0 | 150.2 | 292 | 297.7 | 297.3 | 0 | 0
14:00 | 40.7 | -128.5 | 0 | 130.8 | 292.5 | 297.5 | 297.2 | 0 | 0
15:00 | 32.9 | -113.1 | 0 | 103.7 | 292.6 | 297.6 | 297 | 0 | 0
16:00 | 24.2 | -99.7 | 0 | 76.7 | 292.2 | 297.5 | 296.4 | 0 | 0
17:00 | 15.1 | -87.6 | 6.3 | 56.4 | 291.7 | 297.5 | 295.9 | 0 | 0
18:00 | 6 | -75.9 | 24.9 | 35.1 | 290.9 | 297.4 | 295.6 | 0 | 0
19:00 | -2.4 | -64.1 | 0 | 6 | 289.9 | 297 | 295 | 0 | 0
20:00 | -10.1 | -51.6 | 0 | 0 | 289 | 297.1 | 294.4 | 0 | 0
21:00 | -16.6 | -38.1 | 0 | 0 | 288.1 | 297.1 | 294.1 | 0 | 0
22:00 | -21.3 | -23.5 | 0 | 0 | 287.3 | 296.7 | 293.7 | 0 | 0
23:00 | -23.7 | -7.9 | 0 | 0 | 286.6 | 296.7 | 293.4 | 0 | 0
September
| solar | solar | direct | diffuse | outdoor | indoor | window | heating | blinds
| altitude | azimuth | radiation | radiation | temp. | temp. | temp. | load | closed
| (degrees) | (degrees) | (W-h/m2) | (W-h/m2) | (K) | (K) | (K) | (W-h/m2) | (% time)
midnight | -35.1 | 9.1 | 0 | 0 | 284.9 | 294.9 | 291.7 | 42.2 | 0
1:00 | -32.3 | 26.9 | 0 | 0 | 284.8 | 294.6 | 291.4 | 42.3 | 0
2:00 | -27.1 | 43.1 | 0 | 0 | 284.5 | 294.4 | 291.2 | 41.9 | 0
3:00 | -20 | 57.5 | 0 | 0 | 284.3 | 294.3 | 291 | 41.3 | 0
4:00 | -11.8 | 70.6 | 0 | 0 | 284.1 | 294.2 | 290.9 | 42 | 0
5:00 | -3 | 82.8 | 0 | 0.3 | 284 | 294.2 | 290.9 | 44.2 | 0
6:00 | 6 | 94.7 | 0 | 19.9 | 284.3 | 294.2 | 291.2 | 42 | 0
7:00 | 15 | 107 | 0 | 44.4 | 284.7 | 294.5 | 291.7 | 37 | 0
8:00 | 23.3 | 120.2 | 0 | 67.9 | 285.4 | 297 | 293.6 | 0.4 | 0
9:00 | 30.6 | 135 | 0 | 89.9 | 286.1 | 297.1 | 294.1 | 0.5 | 0
10:00 | 36 | 151.7 | 0 | 104.9 | 286.8 | 296.8 | 294.6 | 0.4 | 0
11:00 | 39 | 170.3 | 0 | 105.9 | 287.6 | 297.2 | 294.7 | 0.2 | 0
noon | 39 | -170.3 | 0 | 104.9 | 288.3 | 296.8 | 295.1 | 0.1 | 0
13:00 | 36 | -151.7 | 0 | 101.4 | 288.9 | 297 | 295.4 | 0.2 | 0
14:00 | 30.6 | -135 | 0 | 92.6 | 289.4 | 296.9 | 295.5 | 0.2 | 0
15:00 | 23.3 | -120.2 | 0 | 73.2 | 289.5 | 297.1 | 295.3 | 0.1 | 0
16:00 | 15 | -107 | 0 | 44.6 | 289.3 | 297.2 | 294.9 | 0 | 0
17:00 | 6 | -94.7 | 0 | 23.9 | 288.6 | 296.9 | 294.5 | 0.2 | 0
18:00 | -3 | -82.8 | 0 | 2.4 | 287.8 | 296.7 | 294 | 0.2 | 0
19:00 | -11.8 | -70.6 | 0 | 0 | 287.1 | 296.8 | 293.5 | 0.3 | 0
20:00 | -20 | -57.5 | 0 | 0 | 286.5 | 296.8 | 293.4 | 0.4 | 0
21:00 | -27.1 | -43.1 | 0 | 0 | 285.9 | 296.7 | 293.3 | 0.5 | 0
22:00 | -32.3 | -26.9 | 0 | 0 | 285.3 | 296.9 | 292.9 | 0.5 | 0
23:00 | -35.1 | -9.1 | 0 | 0 | 285 | 296.8 | 292.7 | 0.6 | 0
October
| solar | solar | direct | diffuse | outdoor | indoor | window | heating | blinds
| altitude | azimuth | radiation | radiation | temp. | temp. | temp. | load | closed
| (degrees) | (degrees) | (W-h/m2) | (W-h/m2) | (K) | (K) | (K) | (W-h/m2) | (% time)
midnight | -47 | 10.8 | 0 | 0 | 282.1 | 294.2 | 290.3 | 57.4 | 0
1:00 | -43.7 | 31.4 | 0 | 0 | 282.1 | 294.1 | 290.2 | 56.6 | 0
2:00 | -37.8 | 49.3 | 0 | 0 | 282 | 294.1 | 290.1 | 58.1 | 0
3:00 | -30.1 | 64.6 | 0 | 0 | 281.8 | 294.1 | 290.1 | 59 | 0
4:00 | -21.5 | 78 | 0 | 0 | 281.8 | 294.1 | 290.1 | 60.5 | 0
5:00 | -12.4 | 90.2 | 0 | 0 | 281.7 | 294.1 | 290 | 65.3 | 0
6:00 | -3.4 | 102 | 0 | 0.8 | 281.8 | 294.1 | 290.1 | 66 | 0
7:00 | 5.2 | 114 | 0 | 16.8 | 282.2 | 294.1 | 290.4 | 64.6 | 0
8:00 | 13 | 126.6 | 0 | 37.6 | 282.6 | 296 | 291.8 | 0.6 | 0
9:00 | 19.7 | 140.4 | 0 | 61.3 | 283.3 | 296.3 | 292.5 | 0.9 | 0
10:00 | 24.5 | 155.5 | 0 | 70.4 | 283.9 | 296.4 | 292.7 | 0.9 | 0
11:00 | 27.1 | 171.7 | 0 | 81.3 | 284.6 | 296.2 | 293.1 | 0.8 | 0
noon | 27.1 | -171.7 | 0 | 79 | 285.1 | 296.1 | 293.5 | 0.9 | 0
13:00 | 24.5 | -155.5 | 0 | 65.6 | 285.4 | 296.2 | 293.4 | 0.6 | 0
14:00 | 19.7 | -140.4 | 0 | 49.7 | 285.5 | 296 | 293.1 | 0.7 | 0
15:00 | 13 | -126.6 | 0 | 33.4 | 285.3 | 296.4 | 292.9 | 0.5 | 0
16:00 | 5.2 | -114 | 0 | 14.6 | 284.7 | 296.4 | 292.4 | 0.4 | 0
17:00 | -3.4 | -102 | 0 | 0.4 | 284.1 | 296.2 | 292.2 | 0.7 | 0
18:00 | -12.4 | -90.2 | 0 | 0 | 283.5 | 296.2 | 292.1 | 0.7 | 0
19:00 | -21.5 | -78 | 0 | 0 | 283.1 | 296 | 292 | 0.6 | 0
20:00 | -30.1 | -64.6 | 0 | 0 | 282.8 | 295.7 | 291.6 | 0.7 | 0
21:00 | -37.8 | -49.3 | 0 | 0 | 282.5 | 295.9 | 291.6 | 0.6 | 0
22:00 | -43.7 | -31.4 | 0 | 0 | 282.4 | 296.1 | 291.3 | 0.6 | 0
23:00 | -47 | -10.8 | 0 | 0 | 282.2 | 296.3 | 291.4 | 0.5 | 0
November
| solar | solar | direct | diffuse | outdoor | indoor | window | heating | blinds
| altitude | azimuth | radiation | radiation | temp. | temp. | temp. | load | closed
| (degrees) | (degrees) | (W-h/m2) | (W-h/m2) | (K) | (K) | (K) | (W-h/m2) | (% time)
midnight | -56.2 | 12.8 | 0 | 0 | 278.9 | 294.1 | 289.1 | 103 | 0
1:00 | -52.4 | 36.3 | 0 | 0 | 278.8 | 294.1 | 289.1 | 103.9 | 0
2:00 | -45.8 | 55.6 | 0 | 0 | 278.6 | 294.1 | 289.1 | 110 | 0
3:00 | -37.7 | 71.1 | 0 | 0 | 278.5 | 294.1 | 289 | 106.4 | 0
4:00 | -28.8 | 84.3 | 0 | 0 | 278.4 | 294.1 | 289 | 102.3 | 0
5:00 | -19.7 | 96.2 | 0 | 0 | 278.4 | 294.1 | 289 | 105.8 | 0
6:00 | -10.7 | 107.7 | 0 | 0 | 278.3 | 294.1 | 289 | 106.1 | 0
7:00 | -2.4 | 119.2 | 0 | 1 | 278.2 | 294.1 | 288.9 | 106.7 | 0
8:00 | 5 | 131.2 | 0 | 16 | 278.4 | 295.3 | 290.6 | 1.2 | 0
9:00 | 11.1 | 144.1 | 0 | 30.1 | 278.8 | 295.7 | 290.7 | 1.7 | 0
10:00 | 15.5 | 157.9 | 0 | 45.9 | 279.2 | 295.8 | 290.7 | 1.7 | 0
11:00 | 17.8 | 172.5 | 0 | 57.8 | 279.7 | 295.9 | 291.3 | 2 | 0
noon | 17.8 | -172.5 | 0 | 55.3 | 280.1 | 295.7 | 291.5 | 1.6 | 0
13:00 | 15.5 | -157.9 | 0 | 47.3 | 280.3 | 295.5 | 291.4 | 1.8 | 0
14:00 | 11.1 | -144.1 | 0 | 30.2 | 280.4 | 296.2 | 290.8 | 1.3 | 0
15:00 | 5 | -131.2 | 0 | 12.9 | 280.2 | 295.8 | 290.9 | 1.4 | 0
16:00 | -2.4 | -119.2 | 0 | 0 | 280 | 296.2 | 290.5 | 1.3 | 0
17:00 | -10.7 | -107.7 | 0 | 0 | 279.7 | 295.8 | 290.5 | 1.5 | 0
18:00 | -19.7 | -96.2 | 0 | 0 | 279.6 | 295.6 | 290.6 | 1.4 | 0
19:00 | -28.8 | -84.3 | 0 | 0 | 279.4 | 295.8 | 290.3 | 1.3 | 0
20:00 | -37.7 | -71.1 | 0 | 0 | 279.4 | 295.8 | 290.5 | 1.5 | 0
21:00 | -45.8 | -55.6 | 0 | 0 | 279.2 | 295.9 | 290.4 | 1.3 | 0
22:00 | -52.4 | -36.3 | 0 | 0 | 279 | 296.2 | 290.2 | 1.1 | 0
23:00 | -56.2 | -12.8 | 0 | 0 | 278.8 | 296.2 | 290.2 | 1.2 | 0
December
| solar | solar | direct | diffuse | outdoor | indoor | window | heating | blinds
| altitude | azimuth | radiation | radiation | temp. | temp. | temp. | load | closed
| (degrees) | (degrees) | (W-h/m2) | (W-h/m2) | (K) | (K) | (K) | (W-h/m2) | (% time)
midnight | -60.2 | 13.9 | 0 | 0 | 276.9 | 294.1 | 288.5 | 108 | 0
1:00 | -56.1 | 39.1 | 0 | 0 | 276.8 | 294.1 | 288.5 | 111.9 | 0
2:00 | -49.2 | 58.9 | 0 | 0 | 276.8 | 294.1 | 288.5 | 112.2 | 0
3:00 | -40.9 | 74.4 | 0 | 0 | 276.8 | 294.1 | 288.5 | 112.2 | 0
4:00 | -31.9 | 87.4 | 0 | 0 | 276.9 | 294.1 | 288.5 | 109.6 | 0
5:00 | -22.8 | 99.1 | 0 | 0 | 277 | 294.1 | 288.5 | 112.6 | 0
6:00 | -14 | 110.2 | 0 | 0 | 276.9 | 294.1 | 288.5 | 109.7 | 0
7:00 | -5.8 | 121.5 | 0 | 0 | 276.9 | 294.1 | 288.5 | 107 | 0
8:00 | 1.4 | 133.2 | 0 | 1.8 | 277.1 | 295.1 | 290.5 | 0.7 | 0
9:00 | 7.3 | 145.7 | 0 | 14.9 | 277.3 | 295.1 | 290.1 | 2.4 | 0
10:00 | 11.6 | 158.9 | 0 | 28.6 | 277.7 | 295.9 | 290.1 | 1.9 | 0
11:00 | 13.8 | 172.9 | 0 | 36.8 | 277.9 | 295.5 | 290.4 | 2.1 | 0
noon | 13.8 | -172.9 | 0 | 37.9 | 278.2 | 296 | 290.5 | 1.9 | 0
13:00 | 11.6 | -158.9 | 0 | 29 | 278.4 | 296 | 290.4 | 1.7 | 0
14:00 | 7.3 | -145.7 | 0 | 18.1 | 278.3 | 296.1 | 290.4 | 1.7 | 0
15:00 | 1.4 | -133.2 | 0 | 4.7 | 278.2 | 296.1 | 290.1 | 1.7 | 0
16:00 | -5.8 | -121.5 | 0 | 0 | 277.8 | 295.9 | 290 | 1.9 | 0
17:00 | -14 | -110.2 | 0 | 0 | 277.7 | 295.9 | 290 | 1.8 | 0
18:00 | -22.8 | -99.1 | 0 | 0 | 277.5 | 295.9 | 289.8 | 1.8 | 0
19:00 | -31.9 | -87.4 | 0 | 0 | 277.5 | 295.8 | 289.7 | 1.7 | 0
20:00 | -40.9 | -74.4 | 0 | 0 | 277.3 | 296 | 289.7 | 1.6 | 0
21:00 | -49.2 | -58.9 | 0 | 0 | 277.1 | 295.9 | 289.5 | 1.5 | 0
22:00 | -56.1 | -39.1 | 0 | 0 | 277.1 | 295.9 | 289.5 | 1.5 | 0
23:00 | -60.2 | -13.9 | 0 | 0 | 277 | 296 | 289.5 | 1.8 | 0

## Sheet42
Scenario Two (yellow)
Tue Dec 03 2019 23:19:50 GMT+0000 (Greenwich Mean Time)
Setup Information:
Building
Location | UK - London
Building length, side A | N/A
Building length, side B | N/A
Simulation Type
Simulation Type | one_sided
Window Description
Typology | dgu_nb
Glazing Type | clear
Window Area | 42%
Wall Description
Insulation R-Value | 99999999.9 m2-K/W
Occupancy
Type | Low-rise Residential
Occupancy Load | 0.000 people per m2
Lighting Requirements | 400 lux
Equipment Load | 0.00 W/m2
Room Ventilation
Air Change Rate per Occupant | 15.0 liters / sec per person
Total Air Change Rate | 0.0 roomfuls per hour
Lighting Control
Lighting Control | lights do not respond to daylight: all lights fully on while building is occupied
Representative Room
Orientation | north
Room Depth | 27 m
Room Width | 5 m
Room Height | 2.2 m
Thermal Mass
Thermal Mass | none
Overhang
Overhang Depth | 0 m
Roof
Roof Type | adiabatic roof
Simulation Results:
Primary Energy Use and CO2 Emissions
| heating | cooling | lighting | total | CO2
| energy | energy | energy | energy | emissions
| (kWh/m2) | (kWh/m2) | (kWh/m2) | (kWh/m2) | (kg/m2)
January | 33.8 | 0 | 7.3 | 41.1 | 8.2
February | 28.2 | 0 | 6.6 | 34.8 | 7
March | 32.1 | 0 | 7.3 | 39.4 | 7.9
April | 25.9 | 0 | 7.1 | 33 | 6.6
May | 18.8 | 0 | 7.3 | 26.1 | 5.2
June | 9.4 | 0 | 7.1 | 16.5 | 3.3
July | 4.3 | 0 | 7.3 | 11.6 | 2.3
August | 4.2 | 0 | 7.3 | 11.5 | 2.3
September | 10.1 | 0 | 7.1 | 17.2 | 3.4
October | 15.4 | 0 | 7.3 | 22.7 | 4.5
November | 26 | 0 | 7.1 | 33.1 | 6.6
December | 28.2 | 0 | 7.3 | 35.5 | 7.1
Total | 236.4 | 0 | 86.1 | 322.5 | 64.5 | yearly energy
January
| solar | solar | direct | diffuse | outdoor | indoor | window | heating | blinds
| altitude | azimuth | radiation | radiation | temp. | temp. | temp. | load | closed
| (degrees) | (degrees) | (W-h/m2) | (W-h/m2) | (K) | (K) | (K) | (W-h/m2) | (% time)
midnight | -58.1 | 13.3 | 0 | 0 | 275.9 | 294.1 | 288.2 | 135.5 | 0
1:00 | -54.2 | 37.6 | 0 | 0 | 275.8 | 294.1 | 288.2 | 134.8 | 0
2:00 | -47.5 | 57.1 | 0 | 0 | 275.8 | 294.1 | 288.2 | 133.3 | 0
3:00 | -39.2 | 72.7 | 0 | 0 | 275.7 | 294.1 | 288.1 | 129.1 | 0
4:00 | -30.2 | 85.8 | 0 | 0 | 275.6 | 294.1 | 288.1 | 131.8 | 0
5:00 | -21.1 | 97.6 | 0 | 0 | 275.6 | 294.1 | 288.1 | 131.7 | 0
6:00 | -12.3 | 108.9 | 0 | 0 | 275.5 | 294.1 | 288.1 | 129.3 | 0
7:00 | -4 | 120.3 | 0 | 0 | 275.5 | 294.1 | 288.1 | 128.2 | 0
8:00 | 3.3 | 132.2 | 0 | 5.1 | 275.7 | 295.9 | 290 | 0.9 | 0
9:00 | 9.3 | 144.9 | 0 | 20.2 | 276.1 | 295.7 | 289.9 | 2.6 | 0
10:00 | 13.6 | 158.4 | 0 | 34.6 | 276.5 | 295.5 | 290.1 | 2.6 | 0
11:00 | 15.9 | 172.7 | 0 | 40.5 | 276.7 | 296 | 290 | 2.4 | 0
noon | 15.9 | -172.7 | 0 | 42.7 | 277.2 | 295.9 | 290 | 2.4 | 0
13:00 | 13.6 | -158.4 | 0 | 38.1 | 277.6 | 295.9 | 290.5 | 2.2 | 0
14:00 | 9.3 | -144.9 | 0 | 26.7 | 277.5 | 295.6 | 290.3 | 2.6 | 0
15:00 | 3.3 | -132.2 | 0 | 13.2 | 277.3 | 295.9 | 289.8 | 2.1 | 0
16:00 | -4 | -120.3 | 0 | 0.6 | 277 | 295.5 | 289.6 | 2.2 | 0
17:00 | -12.3 | -108.9 | 0 | 0 | 276.8 | 295.4 | 289.6 | 2.4 | 0
18:00 | -21.1 | -97.6 | 0 | 0 | 276.5 | 295.7 | 289.5 | 2.2 | 0
19:00 | -30.2 | -85.8 | 0 | 0 | 276.3 | 295.7 | 289.5 | 2.4 | 0
20:00 | -39.2 | -72.7 | 0 | 0 | 276.1 | 295.7 | 289.3 | 2.1 | 0
21:00 | -47.5 | -57.1 | 0 | 0 | 276.1 | 295.7 | 289.5 | 2.2 | 0
22:00 | -54.2 | -37.6 | 0 | 0 | 276 | 295.6 | 289.5 | 2 | 0
23:00 | -58.1 | -13.3 | 0 | 0 | 275.9 | 295.8 | 289.3 | 2.1 | 0
February
| solar | solar | direct | diffuse | outdoor | indoor | window | heating | blinds
| altitude | azimuth | radiation | radiation | temp. | temp. | temp. | load | closed
| (degrees) | (degrees) | (W-h/m2) | (W-h/m2) | (K) | (K) | (K) | (W-h/m2) | (% time)
midnight | -50.4 | 11.4 | 0 | 0 | 275.4 | 294.1 | 288 | 115.9 | 0
1:00 | -46.9 | 33 | 0 | 0 | 275.3 | 294.1 | 288 | 110.3 | 0
2:00 | -40.8 | 51.4 | 0 | 0 | 275.2 | 294.1 | 288 | 114.5 | 0
3:00 | -32.9 | 66.9 | 0 | 0 | 275.2 | 294.1 | 288 | 121 | 0
4:00 | -24.2 | 80.2 | 0 | 0 | 275.2 | 294.1 | 288 | 123 | 0
5:00 | -15.1 | 92.3 | 0 | 0 | 275.1 | 294.1 | 287.9 | 127.7 | 0
6:00 | -6.1 | 104 | 0 | 0 | 275.1 | 294.1 | 287.9 | 127.5 | 0
7:00 | 2.4 | 115.9 | 0 | 2.3 | 275.1 | 294.1 | 288 | 131.1 | 0
8:00 | 10.1 | 128.3 | 0 | 20.6 | 275.5 | 295.1 | 290.2 | 1.7 | 0
9:00 | 16.5 | 141.8 | 0 | 40.4 | 276.1 | 295.7 | 289.8 | 2.4 | 0
10:00 | 21.2 | 156.4 | 0 | 55.1 | 276.7 | 295.6 | 290.3 | 3 | 0
11:00 | 23.7 | 172 | 0 | 60.6 | 277.3 | 296.3 | 290.5 | 2.6 | 0
noon | 23.7 | -172 | 0 | 65.1 | 277.9 | 296.2 | 290.5 | 2.7 | 0
13:00 | 21.2 | -156.4 | 0 | 57 | 278.4 | 296.3 | 290.5 | 2.2 | 0
14:00 | 16.5 | -141.8 | 0 | 53.5 | 278.5 | 295.9 | 290.9 | 2.6 | 0
15:00 | 10.1 | -128.3 | 0 | 36 | 278.3 | 295.6 | 290.5 | 2.4 | 0
16:00 | 2.4 | -115.9 | 0 | 14.5 | 277.7 | 295.8 | 290 | 2 | 0
17:00 | -6.1 | -104 | 0 | 0.3 | 277.1 | 295.8 | 289.8 | 2 | 0
18:00 | -15.1 | -92.3 | 0 | 0 | 276.7 | 295.8 | 289.5 | 1.9 | 0
19:00 | -24.2 | -80.2 | 0 | 0 | 276.3 | 295.8 | 289.6 | 2.3 | 0
20:00 | -32.9 | -66.9 | 0 | 0 | 276 | 295.9 | 289.5 | 1.7 | 0
21:00 | -40.8 | -51.4 | 0 | 0 | 275.7 | 295.9 | 289.3 | 2.2 | 0
22:00 | -46.9 | -33 | 0 | 0 | 275.5 | 295.9 | 289.2 | 1.9 | 0
23:00 | -50.4 | -11.4 | 0 | 0 | 275.4 | 295.7 | 289 | 1.9 | 0
March
| solar | solar | direct | diffuse | outdoor | indoor | window | heating | blinds
| altitude | azimuth | radiation | radiation | temp. | temp. | temp. | load | closed
| (degrees) | (degrees) | (W-h/m2) | (W-h/m2) | (K) | (K) | (K) | (W-h/m2) | (% time)
midnight | -39 | 9.6 | 0 | 0 | 276.9 | 294.1 | 288.5 | 127.7 | 0
1:00 | -36 | 28.2 | 0 | 0 | 276.8 | 294.1 | 288.5 | 131.6 | 0
2:00 | -30.6 | 45 | 0 | 0 | 276.7 | 294.1 | 288.4 | 135.8 | 0
3:00 | -23.4 | 59.7 | 0 | 0 | 276.5 | 294.1 | 288.4 | 128.2 | 0
4:00 | -15 | 72.9 | 0 | 0 | 276.3 | 294.1 | 288.3 | 129.5 | 0
5:00 | -6.1 | 85.2 | 0 | 0 | 276.4 | 294.1 | 288.3 | 124.3 | 0
6:00 | 2.9 | 97.1 | 0 | 4.1 | 276.6 | 294.1 | 288.4 | 116.8 | 0
7:00 | 11.8 | 109.3 | 0 | 24.9 | 276.9 | 294.1 | 288.8 | 113.3 | 0
8:00 | 20 | 122.4 | 0 | 48.1 | 277.4 | 295.7 | 290.3 | 1.5 | 0
9:00 | 27 | 136.9 | 0 | 66.7 | 278 | 296.2 | 290.7 | 1.9 | 0
10:00 | 32.2 | 153.1 | 0 | 85.8 | 278.8 | 295.7 | 291.2 | 2.2 | 0
11:00 | 35.1 | 170.8 | 0 | 100 | 279.8 | 296.1 | 291.8 | 1.8 | 0
noon | 35.1 | -170.8 | 0 | 101.7 | 280.5 | 296.1 | 291.8 | 1.9 | 0
13:00 | 32.2 | -153.1 | 0 | 93 | 281.2 | 295.8 | 292.2 | 1.7 | 0
14:00 | 27 | -136.9 | 0 | 79.8 | 281.5 | 296.1 | 291.9 | 1.4 | 0
15:00 | 20 | -122.4 | 0 | 58.9 | 281.4 | 295.8 | 291.8 | 1.8 | 0
16:00 | 11.8 | -109.3 | 0 | 34.5 | 280.9 | 295.7 | 291.4 | 1.7 | 0
17:00 | 2.9 | -97.1 | 0 | 15.4 | 280.1 | 295.7 | 290.9 | 1.9 | 0
18:00 | -6.1 | -85.2 | 0 | 0 | 279.4 | 295.9 | 290.5 | 1.6 | 0
19:00 | -15 | -72.9 | 0 | 0 | 278.7 | 295.8 | 290.2 | 1.6 | 0
20:00 | -23.4 | -59.7 | 0 | 0 | 278.2 | 296 | 289.9 | 1.9 | 0
21:00 | -30.6 | -45 | 0 | 0 | 277.8 | 295.8 | 289.9 | 2.3 | 0
22:00 | -36 | -28.2 | 0 | 0 | 277.3 | 295.8 | 289.7 | 2.3 | 0
23:00 | -39 | -9.6 | 0 | 0 | 277.1 | 295.8 | 289.7 | 2.3 | 0
April
| solar | solar | direct | diffuse | outdoor | indoor | window | heating | blinds
| altitude | azimuth | radiation | radiation | temp. | temp. | temp. | load | closed
| (degrees) | (degrees) | (W-h/m2) | (W-h/m2) | (K) | (K) | (K) | (W-h/m2) | (% time)
midnight | -27.1 | 8.3 | 0 | 0 | 278.5 | 294.1 | 289 | 105 | 0
1:00 | -24.5 | 24.4 | 0 | 0 | 278.2 | 294.1 | 288.9 | 103 | 0
2:00 | -19.7 | 39.5 | 0 | 0 | 278 | 294.1 | 288.9 | 104.7 | 0
3:00 | -13.1 | 53.3 | 0 | 0 | 277.7 | 294.1 | 288.8 | 106.7 | 0
4:00 | -5.2 | 66 | 0 | 0 | 277.4 | 294.1 | 288.7 | 105.7 | 0
5:00 | 3.4 | 78 | 3 | 8 | 277.6 | 294.1 | 288.8 | 104.5 | 0
6:00 | 12.4 | 89.8 | 0.4 | 33.9 | 278.1 | 294.1 | 289.2 | 107.5 | 0
7:00 | 21.5 | 102 | 0 | 60.7 | 278.8 | 294.1 | 289.8 | 103.8 | 0
8:00 | 30.1 | 115.3 | 0 | 79.7 | 279.5 | 296.3 | 291.3 | 1.6 | 0
9:00 | 37.7 | 130.6 | 0 | 102.3 | 280.6 | 296 | 291.8 | 2.2 | 0
10:00 | 43.7 | 148.5 | 0 | 121.4 | 281.5 | 295.9 | 292.4 | 2.1 | 0
11:00 | 47 | 169.1 | 0 | 133.9 | 282.5 | 295.7 | 292.9 | 1.7 | 0
noon | 47 | -169.1 | 0 | 135.6 | 283.5 | 296 | 293.3 | 1.4 | 0
13:00 | 43.7 | -148.5 | 0 | 127.4 | 284.2 | 295.9 | 293.7 | 1.1 | 0
14:00 | 37.7 | -130.6 | 0 | 116.3 | 284.7 | 296.3 | 293.3 | 1 | 0
15:00 | 30.1 | -115.3 | 0 | 86.8 | 285 | 296 | 293.4 | 0.9 | 0
16:00 | 21.5 | -102 | 0 | 66.8 | 284.7 | 296.2 | 292.9 | 0.8 | 0
17:00 | 12.4 | -89.8 | 0.5 | 41.3 | 283.9 | 296 | 292.4 | 1.1 | 0
18:00 | 3.4 | -78 | 12.3 | 16.4 | 283 | 295.8 | 292 | 1.2 | 0
19:00 | -5.2 | -66 | 0 | 0 | 282 | 296 | 291.3 | 0.9 | 0
20:00 | -13.1 | -53.3 | 0 | 0 | 281 | 296.3 | 291 | 1.1 | 0
21:00 | -19.7 | -39.5 | 0 | 0 | 280 | 295.8 | 290.9 | 1.6 | 0
22:00 | -24.5 | -24.4 | 0 | 0 | 279.3 | 295.6 | 290.6 | 1.7 | 0
23:00 | -27.1 | -8.3 | 0 | 0 | 278.6 | 295.8 | 290.1 | 1.6 | 0
May
| solar | solar | direct | diffuse | outdoor | indoor | window | heating | blinds
| altitude | azimuth | radiation | radiation | temp. | temp. | temp. | load | closed
| (degrees) | (degrees) | (W-h/m2) | (W-h/m2) | (K) | (K) | (K) | (W-h/m2) | (% time)
midnight | -17.9 | 7.4 | 0 | 0 | 281 | 294.1 | 289.8 | 75.1 | 0
1:00 | -15.5 | 22 | 0 | 0 | 280.8 | 294.1 | 289.7 | 75.8 | 0
2:00 | -11.1 | 35.8 | 0 | 0 | 280.5 | 294.1 | 289.7 | 76.3 | 0
3:00 | -5 | 48.7 | 0 | 0 | 280.2 | 294.1 | 289.5 | 74.9 | 0
4:00 | 2.4 | 60.8 | 12.8 | 10.9 | 280.2 | 294.1 | 289.8 | 76.8 | 0
5:00 | 10.7 | 72.3 | 41.5 | 40.6 | 280.5 | 294.1 | 290.5 | 75.7 | 0
6:00 | 19.6 | 83.7 | 18 | 62.9 | 280.9 | 294.1 | 290.6 | 75.8 | 0
7:00 | 28.7 | 95.6 | 0 | 84.8 | 281.8 | 294.1 | 291 | 67.2 | 0
8:00 | 37.6 | 108.8 | 0 | 101.3 | 282.7 | 295.8 | 292.9 | 0.9 | 0
9:00 | 45.8 | 124.4 | 0 | 131.7 | 283.7 | 296 | 293.4 | 0.9 | 0
10:00 | 52.4 | 143.6 | 0 | 145.9 | 284.8 | 296 | 293.9 | 0.8 | 0
11:00 | 56.2 | 167.2 | 0 | 152.2 | 285.8 | 295.8 | 294.4 | 0.5 | 0
noon | 56.2 | -167.2 | 0 | 145.7 | 286.8 | 296.2 | 294.5 | 0.4 | 0
13:00 | 52.4 | -143.6 | 0 | 137.1 | 287.6 | 296.4 | 295 | 0.3 | 0
14:00 | 45.8 | -124.4 | 0 | 134.2 | 288 | 296.5 | 294.9 | 0.4 | 0
15:00 | 37.6 | -108.8 | 0 | 116.3 | 288 | 296.2 | 294.8 | 0.4 | 0
16:00 | 28.7 | -95.6 | 0 | 97.6 | 287.9 | 296.5 | 294.3 | 0.3 | 0
17:00 | 19.6 | -83.7 | 19 | 74.3 | 287.3 | 296 | 294 | 0.3 | 0
18:00 | 10.7 | -72.3 | 47.9 | 48.7 | 286.3 | 295.9 | 293.9 | 0.3 | 0
19:00 | 2.4 | -60.8 | 25.2 | 18.1 | 285.1 | 295.9 | 293 | 0.4 | 0
20:00 | -5 | -48.7 | 0 | 0 | 284 | 296 | 291.9 | 0.4 | 0
21:00 | -11.1 | -35.8 | 0 | 0 | 283.1 | 295.8 | 291.7 | 0.4 | 0
22:00 | -15.5 | -22 | 0 | 0 | 282.3 | 296 | 291.5 | 0.6 | 0
23:00 | -17.9 | -7.4 | 0 | 0 | 281.5 | 295.8 | 291.2 | 0.8 | 0
June
| solar | solar | direct | diffuse | outdoor | indoor | window | heating | blinds
| altitude | azimuth | radiation | radiation | temp. | temp. | temp. | load | closed
| (degrees) | (degrees) | (W-h/m2) | (W-h/m2) | (K) | (K) | (K) | (W-h/m2) | (% time)
midnight | -13.8 | 7 | 0 | 0 | 284.5 | 294.1 | 290.9 | 42.3 | 0
1:00 | -11.6 | 21 | 0 | 0 | 284.2 | 294.1 | 290.9 | 41.4 | 0
2:00 | -7.3 | 34.3 | 0 | 0 | 283.9 | 294.1 | 290.7 | 38.1 | 0
3:00 | -1.4 | 46.7 | 0 | 0 | 283.6 | 294.1 | 290.6 | 37 | 0
4:00 | 5.8 | 58.4 | 47 | 27.4 | 283.7 | 294.2 | 291.6 | 38.3 | 0
5:00 | 14 | 69.7 | 54.6 | 52.4 | 284.2 | 294.3 | 292.1 | 37.9 | 0
6:00 | 22.8 | 80.8 | 26.7 | 76.8 | 284.6 | 294.3 | 292.1 | 38.8 | 0
7:00 | 31.9 | 92.5 | 0 | 90.6 | 285.2 | 294.3 | 292.3 | 37.5 | 0
8:00 | 40.9 | 105.5 | 0 | 104.6 | 286.2 | 296 | 294.1 | 0.3 | 0
9:00 | 49.2 | 121 | 0 | 130.5 | 287.2 | 296.3 | 294.6 | 0.3 | 0
10:00 | 56.1 | 140.8 | 0 | 140.9 | 288.1 | 296.3 | 295.2 | 0.2 | 0
11:00 | 60.2 | 166 | 0 | 149.1 | 289.1 | 297 | 295.8 | 0.2 | 0
noon | 60.2 | -166 | 0 | 150.4 | 290 | 297.3 | 296.2 | 0.1 | 0
13:00 | 56.1 | -140.8 | 0 | 149.6 | 290.6 | 297.4 | 296.9 | 0 | 0
14:00 | 49.2 | -121 | 0 | 133.5 | 291 | 297.4 | 296.7 | 0 | 0
15:00 | 40.9 | -105.5 | 0 | 111.8 | 291.1 | 297.3 | 296.5 | 0 | 0
16:00 | 31.9 | -92.5 | 0 | 113.1 | 290.9 | 296.9 | 296.3 | 0 | 0
17:00 | 22.8 | -80.8 | 25.1 | 93.4 | 290.2 | 296.8 | 295.7 | 0.1 | 0
18:00 | 14 | -69.7 | 50.8 | 67.2 | 289.3 | 296.4 | 295.4 | 0.2 | 0
19:00 | 5.8 | -58.4 | 47.8 | 41 | 288.3 | 296.5 | 294.6 | 0.2 | 0
20:00 | -1.4 | -46.7 | 0 | 0 | 287.4 | 296.1 | 293.3 | 0.2 | 0
21:00 | -7.3 | -34.3 | 0 | 0 | 286.4 | 295.9 | 293 | 0.2 | 0
22:00 | -11.6 | -21 | 0 | 0 | 285.7 | 296.3 | 292.5 | 0.3 | 0
23:00 | -13.8 | -7 | 0 | 0 | 284.8 | 296.1 | 292.6 | 0.3 | 0
July
| solar | solar | direct | diffuse | outdoor | indoor | window | heating | blinds
| altitude | azimuth | radiation | radiation | temp. | temp. | temp. | load | closed
| (degrees) | (degrees) | (W-h/m2) | (W-h/m2) | (K) | (K) | (K) | (W-h/m2) | (% time)
midnight | -15.9 | 7.2 | 0 | 0 | 286.4 | 295.1 | 292.3 | 15.5 | 0
1:00 | -13.7 | 21.5 | 0 | 0 | 286.1 | 294.7 | 291.9 | 19 | 0
2:00 | -9.3 | 35.1 | 0 | 0 | 285.6 | 294.4 | 291.5 | 19.3 | 0
3:00 | -3.3 | 47.8 | 0 | 0 | 285.3 | 294.2 | 291.3 | 17.8 | 0
4:00 | 4 | 59.7 | 7.4 | 13.9 | 285.5 | 294.2 | 291.6 | 18.7 | 0
5:00 | 12.3 | 71 | 22.1 | 43.4 | 285.8 | 294.6 | 292.4 | 16.4 | 0
6:00 | 21.1 | 82.3 | 12.9 | 72.5 | 286.4 | 295.2 | 293 | 16.6 | 0
7:00 | 30.2 | 94.1 | 0 | 90.2 | 286.8 | 295.5 | 293.6 | 14.5 | 0
8:00 | 39.2 | 107.3 | 0 | 107.5 | 287.6 | 297.1 | 295.2 | 0 | 0
9:00 | 47.4 | 122.8 | 0 | 130 | 288.7 | 297 | 295.7 | 0 | 0
10:00 | 54.2 | 142.4 | 0 | 152.9 | 289.7 | 297.2 | 296.3 | 0 | 0
11:00 | 58.1 | 166.6 | 0 | 166.1 | 290.7 | 297.4 | 297.1 | 0 | 0
noon | 58.1 | -166.6 | 0 | 174.3 | 291.7 | 297.7 | 297.6 | 0 | 0
13:00 | 54.2 | -142.4 | 0 | 161.4 | 292.5 | 297.9 | 297.8 | 0 | 0
14:00 | 47.4 | -122.8 | 0 | 145.3 | 292.9 | 297.6 | 297.6 | 0 | 0
15:00 | 39.2 | -107.3 | 0 | 120.5 | 293 | 297.5 | 297.2 | 0 | 0
16:00 | 30.2 | -94.1 | 0 | 114.7 | 292.8 | 297.4 | 297.1 | 0 | 0
17:00 | 21.1 | -82.3 | 18.9 | 91.1 | 292.4 | 297.1 | 296.8 | 0 | 0
18:00 | 12.3 | -71 | 59.5 | 68.5 | 291.5 | 297.4 | 296.9 | 0 | 0
19:00 | 4 | -59.7 | 57.7 | 35.1 | 290.4 | 297.4 | 296.1 | 0 | 0
20:00 | -3.3 | -47.8 | 0 | 0 | 289.3 | 297.1 | 294.5 | 0 | 0
21:00 | -9.3 | -35.1 | 0 | 0 | 288.4 | 297 | 294.2 | 0 | 0
22:00 | -13.7 | -21.5 | 0 | 0 | 287.5 | 297.2 | 293.9 | 0 | 0
23:00 | -15.9 | -7.2 | 0 | 0 | 286.8 | 296.9 | 293.7 | 0 | 0
August
| solar | solar | direct | diffuse | outdoor | indoor | window | heating | blinds
| altitude | azimuth | radiation | radiation | temp. | temp. | temp. | load | closed
| (degrees) | (degrees) | (W-h/m2) | (W-h/m2) | (K) | (K) | (K) | (W-h/m2) | (% time)
midnight | -23.7 | 7.9 | 0 | 0 | 286.4 | 294.7 | 292 | 13.7 | 0
1:00 | -21.3 | 23.5 | 0 | 0 | 286 | 294.5 | 291.7 | 14.9 | 0
2:00 | -16.6 | 38.1 | 0 | 0 | 285.9 | 294.3 | 291.5 | 16.6 | 0
3:00 | -10.1 | 51.6 | 0 | 0 | 285.4 | 294.2 | 291.3 | 17.8 | 0
4:00 | -2.4 | 64.1 | 0 | 0 | 285.1 | 294.2 | 291.2 | 20 | 0
5:00 | 6 | 75.9 | 12.7 | 19 | 285.3 | 294.3 | 291.6 | 18.9 | 0
6:00 | 15.1 | 87.6 | 5.8 | 45.6 | 285.9 | 294.6 | 292.2 | 17.7 | 0
7:00 | 24.2 | 99.7 | 0 | 76 | 286.5 | 295.2 | 293 | 17.7 | 0
8:00 | 32.9 | 113.1 | 0 | 96.4 | 287.3 | 296.7 | 294.7 | 0 | 0
9:00 | 40.7 | 128.5 | 0 | 119 | 288.2 | 296.9 | 295.4 | 0 | 0
10:00 | 46.9 | 146.9 | 0 | 144.3 | 289.3 | 297.1 | 295.9 | 0 | 0
11:00 | 50.3 | 168.5 | 0 | 156.9 | 290.4 | 297.1 | 296.5 | 0 | 0
noon | 50.3 | -168.5 | 0 | 169.1 | 291.3 | 297.4 | 297.1 | 0 | 0
13:00 | 46.9 | -146.9 | 0 | 150.2 | 292 | 297.6 | 297.3 | 0 | 0
14:00 | 40.7 | -128.5 | 0 | 130.8 | 292.5 | 297.4 | 297.2 | 0 | 0
15:00 | 32.9 | -113.1 | 0 | 103.7 | 292.6 | 297.5 | 296.9 | 0 | 0
16:00 | 24.2 | -99.7 | 0 | 76.7 | 292.2 | 297.4 | 296.5 | 0 | 0
17:00 | 15.1 | -87.6 | 6.3 | 56.4 | 291.7 | 297.4 | 296 | 0 | 0
18:00 | 6 | -75.9 | 24.9 | 35.1 | 290.9 | 297.4 | 295.7 | 0 | 0
19:00 | -2.4 | -64.1 | 0 | 6 | 289.9 | 297.1 | 295 | 0 | 0
20:00 | -10.1 | -51.6 | 0 | 0 | 289 | 296.9 | 294.4 | 0 | 0
21:00 | -16.6 | -38.1 | 0 | 0 | 288.1 | 297.1 | 294 | 0 | 0
22:00 | -21.3 | -23.5 | 0 | 0 | 287.3 | 296.6 | 293.6 | 0 | 0
23:00 | -23.7 | -7.9 | 0 | 0 | 286.6 | 296.6 | 293.4 | 0 | 0
September
| solar | solar | direct | diffuse | outdoor | indoor | window | heating | blinds
| altitude | azimuth | radiation | radiation | temp. | temp. | temp. | load | closed
| (degrees) | (degrees) | (W-h/m2) | (W-h/m2) | (K) | (K) | (K) | (W-h/m2) | (% time)
midnight | -35.1 | 9.1 | 0 | 0 | 284.9 | 294.9 | 291.7 | 42.2 | 0
1:00 | -32.3 | 26.9 | 0 | 0 | 284.8 | 294.6 | 291.4 | 42.3 | 0
2:00 | -27.1 | 43.1 | 0 | 0 | 284.5 | 294.4 | 291.2 | 41.9 | 0
3:00 | -20 | 57.5 | 0 | 0 | 284.3 | 294.3 | 291 | 41.3 | 0
4:00 | -11.8 | 70.6 | 0 | 0 | 284.1 | 294.2 | 290.9 | 42 | 0
5:00 | -3 | 82.8 | 0 | 0.3 | 284 | 294.2 | 290.9 | 44.2 | 0
6:00 | 6 | 94.7 | 0 | 19.9 | 284.3 | 294.2 | 291.2 | 42 | 0
7:00 | 15 | 107 | 0 | 44.4 | 284.7 | 294.5 | 291.7 | 37 | 0
8:00 | 23.3 | 120.2 | 0 | 67.9 | 285.4 | 297 | 293.6 | 0.4 | 0
9:00 | 30.6 | 135 | 0 | 89.9 | 286.1 | 297.2 | 294 | 0.5 | 0
10:00 | 36 | 151.7 | 0 | 104.9 | 286.8 | 296.8 | 294.6 | 0.4 | 0
11:00 | 39 | 170.3 | 0 | 105.9 | 287.6 | 297.2 | 294.8 | 0.2 | 0
noon | 39 | -170.3 | 0 | 104.9 | 288.3 | 297 | 295.1 | 0.2 | 0
13:00 | 36 | -151.7 | 0 | 101.4 | 288.9 | 296.8 | 295.5 | 0.2 | 0
14:00 | 30.6 | -135 | 0 | 92.6 | 289.4 | 297.2 | 295.5 | 0.2 | 0
15:00 | 23.3 | -120.2 | 0 | 73.2 | 289.5 | 297.1 | 295.3 | 0.1 | 0
16:00 | 15 | -107 | 0 | 44.6 | 289.3 | 297.1 | 295 | 0 | 0
17:00 | 6 | -94.7 | 0 | 23.9 | 288.6 | 296.8 | 294.4 | 0.2 | 0
18:00 | -3 | -82.8 | 0 | 2.4 | 287.8 | 296.9 | 294 | 0.2 | 0
19:00 | -11.8 | -70.6 | 0 | 0 | 287.1 | 296.7 | 293.5 | 0.3 | 0
20:00 | -20 | -57.5 | 0 | 0 | 286.5 | 297 | 293.3 | 0.4 | 0
21:00 | -27.1 | -43.1 | 0 | 0 | 285.9 | 296.7 | 293.2 | 0.4 | 0
22:00 | -32.3 | -26.9 | 0 | 0 | 285.3 | 296.7 | 293 | 0.6 | 0
23:00 | -35.1 | -9.1 | 0 | 0 | 285 | 296.5 | 292.8 | 0.7 | 0
October
| solar | solar | direct | diffuse | outdoor | indoor | window | heating | blinds
| altitude | azimuth | radiation | radiation | temp. | temp. | temp. | load | closed
| (degrees) | (degrees) | (W-h/m2) | (W-h/m2) | (K) | (K) | (K) | (W-h/m2) | (% time)
midnight | -47 | 10.8 | 0 | 0 | 282.1 | 294.2 | 290.3 | 57.6 | 0
1:00 | -43.7 | 31.4 | 0 | 0 | 282.1 | 294.1 | 290.2 | 56.7 | 0
2:00 | -37.8 | 49.3 | 0 | 0 | 282 | 294.1 | 290.1 | 58.1 | 0
3:00 | -30.1 | 64.6 | 0 | 0 | 281.8 | 294.1 | 290.1 | 59.1 | 0
4:00 | -21.5 | 78 | 0 | 0 | 281.8 | 294.1 | 290.1 | 60.5 | 0
5:00 | -12.4 | 90.2 | 0 | 0 | 281.7 | 294.1 | 290 | 65.3 | 0
6:00 | -3.4 | 102 | 0 | 0.8 | 281.8 | 294.1 | 290.1 | 66 | 0
7:00 | 5.2 | 114 | 0 | 16.8 | 282.2 | 294.1 | 290.4 | 64.6 | 0
8:00 | 13 | 126.6 | 0 | 37.6 | 282.6 | 296 | 291.8 | 0.6 | 0
9:00 | 19.7 | 140.4 | 0 | 61.3 | 283.3 | 296.4 | 292.5 | 0.8 | 0
10:00 | 24.5 | 155.5 | 0 | 70.4 | 283.9 | 296.5 | 292.7 | 0.9 | 0
11:00 | 27.1 | 171.7 | 0 | 81.3 | 284.6 | 296.2 | 293.1 | 0.7 | 0
noon | 27.1 | -171.7 | 0 | 79 | 285.1 | 296.1 | 293.5 | 0.8 | 0
13:00 | 24.5 | -155.5 | 0 | 65.6 | 285.4 | 296.1 | 293.4 | 0.7 | 0
14:00 | 19.7 | -140.4 | 0 | 49.7 | 285.5 | 296 | 293 | 0.7 | 0
15:00 | 13 | -126.6 | 0 | 33.4 | 285.3 | 296.2 | 293 | 0.5 | 0
16:00 | 5.2 | -114 | 0 | 14.6 | 284.7 | 296.4 | 292.3 | 0.4 | 0
17:00 | -3.4 | -102 | 0 | 0.4 | 284.1 | 296 | 292.3 | 0.8 | 0
18:00 | -12.4 | -90.2 | 0 | 0 | 283.5 | 296.1 | 292.1 | 0.7 | 0
19:00 | -21.5 | -78 | 0 | 0 | 283.1 | 296.1 | 291.9 | 0.5 | 0
20:00 | -30.1 | -64.6 | 0 | 0 | 282.8 | 295.8 | 291.8 | 0.8 | 0
21:00 | -37.8 | -49.3 | 0 | 0 | 282.5 | 295.9 | 291.7 | 0.6 | 0
22:00 | -43.7 | -31.4 | 0 | 0 | 282.4 | 296.2 | 291.3 | 0.6 | 0
23:00 | -47 | -10.8 | 0 | 0 | 282.2 | 296.2 | 291.4 | 0.5 | 0
November
| solar | solar | direct | diffuse | outdoor | indoor | window | heating | blinds
| altitude | azimuth | radiation | radiation | temp. | temp. | temp. | load | closed
| (degrees) | (degrees) | (W-h/m2) | (W-h/m2) | (K) | (K) | (K) | (W-h/m2) | (% time)
midnight | -56.2 | 12.8 | 0 | 0 | 278.9 | 294.1 | 289.1 | 103.1 | 0
1:00 | -52.4 | 36.3 | 0 | 0 | 278.8 | 294.1 | 289.1 | 103.9 | 0
2:00 | -45.8 | 55.6 | 0 | 0 | 278.6 | 294.1 | 289.1 | 110 | 0
3:00 | -37.7 | 71.1 | 0 | 0 | 278.5 | 294.1 | 289 | 106.4 | 0
4:00 | -28.8 | 84.3 | 0 | 0 | 278.4 | 294.1 | 289 | 102.3 | 0
5:00 | -19.7 | 96.2 | 0 | 0 | 278.4 | 294.1 | 289 | 105.8 | 0
6:00 | -10.7 | 107.7 | 0 | 0 | 278.3 | 294.1 | 289 | 106.2 | 0
7:00 | -2.4 | 119.2 | 0 | 1 | 278.2 | 294.1 | 288.9 | 106.8 | 0
8:00 | 5 | 131.2 | 0 | 16 | 278.4 | 295.3 | 290.7 | 1.2 | 0
9:00 | 11.1 | 144.1 | 0 | 30.1 | 278.8 | 295.7 | 290.9 | 1.6 | 0
10:00 | 15.5 | 157.9 | 0 | 45.9 | 279.2 | 295.9 | 290.8 | 1.7 | 0
11:00 | 17.8 | 172.5 | 0 | 57.8 | 279.7 | 295.8 | 291.2 | 2.1 | 0
noon | 17.8 | -172.5 | 0 | 55.3 | 280.1 | 296 | 291.3 | 1.4 | 0
13:00 | 15.5 | -157.9 | 0 | 47.3 | 280.3 | 295.7 | 291.4 | 1.7 | 0
14:00 | 11.1 | -144.1 | 0 | 30.2 | 280.4 | 295.9 | 291 | 1.4 | 0
15:00 | 5 | -131.2 | 0 | 12.9 | 280.2 | 295.7 | 290.9 | 1.4 | 0
16:00 | -2.4 | -119.2 | 0 | 0 | 280 | 296 | 290.6 | 1.2 | 0
17:00 | -10.7 | -107.7 | 0 | 0 | 279.7 | 295.8 | 290.6 | 1.4 | 0
18:00 | -19.7 | -96.2 | 0 | 0 | 279.6 | 295.6 | 290.6 | 1.4 | 0
19:00 | -28.8 | -84.3 | 0 | 0 | 279.4 | 295.7 | 290.6 | 1.3 | 0
20:00 | -37.7 | -71.1 | 0 | 0 | 279.4 | 295.9 | 290.6 | 1.1 | 0
21:00 | -45.8 | -55.6 | 0 | 0 | 279.2 | 296 | 290.4 | 1.1 | 0
22:00 | -52.4 | -36.3 | 0 | 0 | 279 | 296 | 290.2 | 1.4 | 0
23:00 | -56.2 | -12.8 | 0 | 0 | 278.8 | 296.1 | 290.2 | 1.3 | 0
December
| solar | solar | direct | diffuse | outdoor | indoor | window | heating | blinds
| altitude | azimuth | radiation | radiation | temp. | temp. | temp. | load | closed
| (degrees) | (degrees) | (W-h/m2) | (W-h/m2) | (K) | (K) | (K) | (W-h/m2) | (% time)
midnight | -60.2 | 13.9 | 0 | 0 | 276.9 | 294.1 | 288.5 | 108 | 0
1:00 | -56.1 | 39.1 | 0 | 0 | 276.8 | 294.1 | 288.5 | 111.9 | 0
2:00 | -49.2 | 58.9 | 0 | 0 | 276.8 | 294.1 | 288.5 | 112.3 | 0
3:00 | -40.9 | 74.4 | 0 | 0 | 276.8 | 294.1 | 288.5 | 112.3 | 0
4:00 | -31.9 | 87.4 | 0 | 0 | 276.9 | 294.1 | 288.5 | 109.6 | 0
5:00 | -22.8 | 99.1 | 0 | 0 | 277 | 294.1 | 288.5 | 112.6 | 0
6:00 | -14 | 110.2 | 0 | 0 | 276.9 | 294.1 | 288.5 | 109.8 | 0
7:00 | -5.8 | 121.5 | 0 | 0 | 276.9 | 294.1 | 288.5 | 107 | 0
8:00 | 1.4 | 133.2 | 0 | 1.8 | 277.1 | 295.7 | 290.4 | 0.5 | 0
9:00 | 7.3 | 145.7 | 0 | 14.9 | 277.3 | 295.7 | 290 | 2.3 | 0
10:00 | 11.6 | 158.9 | 0 | 28.6 | 277.7 | 295.9 | 290.3 | 2.6 | 0
11:00 | 13.8 | 172.9 | 0 | 36.8 | 277.9 | 295.7 | 290.6 | 2.1 | 0
noon | 13.8 | -172.9 | 0 | 37.9 | 278.2 | 296 | 290.5 | 2 | 0
13:00 | 11.6 | -158.9 | 0 | 29 | 278.4 | 295.9 | 290.5 | 1.8 | 0
14:00 | 7.3 | -145.7 | 0 | 18.1 | 278.3 | 296.1 | 290.3 | 1.8 | 0
15:00 | 1.4 | -133.2 | 0 | 4.7 | 278.2 | 296 | 290.2 | 1.6 | 0
16:00 | -5.8 | -121.5 | 0 | 0 | 277.8 | 295.7 | 290.1 | 1.7 | 0
17:00 | -14 | -110.2 | 0 | 0 | 277.7 | 295.6 | 289.9 | 1.8 | 0
18:00 | -22.8 | -99.1 | 0 | 0 | 277.5 | 295.7 | 290.1 | 1.8 | 0
19:00 | -31.9 | -87.4 | 0 | 0 | 277.5 | 295.4 | 290 | 1.7 | 0
20:00 | -40.9 | -74.4 | 0 | 0 | 277.3 | 295.3 | 289.9 | 1.6 | 0
21:00 | -49.2 | -58.9 | 0 | 0 | 277.1 | 295.5 | 289.8 | 1.5 | 0
22:00 | -56.1 | -39.1 | 0 | 0 | 277.1 | 296 | 289.8 | 1.4 | 0
23:00 | -60.2 | -13.9 | 0 | 0 | 277 | 296.1 | 289.8 | 1.6 | 0

## Sheet43
Scenario Three (red)
Tue Dec 03 2019 23:19:57 GMT+0000 (Greenwich Mean Time)
Setup Information:
Building
Location | UK - London
Building length, side A | N/A
Building length, side B | N/A
Simulation Type
Simulation Type | one_sided
Window Description
Typology | dgu_nb
Glazing Type | clear
Window Area | 43%
Wall Description
Insulation R-Value | 99999999.9 m2-K/W
Occupancy
Type | Low-rise Residential
Occupancy Load | 0.000 people per m2
Lighting Requirements | 400 lux
Equipment Load | 0.00 W/m2
Room Ventilation
Air Change Rate per Occupant | 15.0 liters / sec per person
Total Air Change Rate | 0.0 roomfuls per hour
Lighting Control
Lighting Control | lights do not respond to daylight: all lights fully on while building is occupied
Representative Room
Orientation | north
Room Depth | 27 m
Room Width | 5 m
Room Height | 2.2 m
Thermal Mass
Thermal Mass | none
Overhang
Overhang Depth | 0 m
Roof
Roof Type | adiabatic roof
Simulation Results:
Primary Energy Use and CO2 Emissions
| heating | cooling | lighting | total | CO2
| energy | energy | energy | energy | emissions
| (kWh/m2) | (kWh/m2) | (kWh/m2) | (kWh/m2) | (kg/m2)
January | 33.7 | 0 | 7.3 | 41 | 8.2
February | 28.2 | 0 | 6.6 | 34.8 | 7
March | 32.2 | 0 | 7.3 | 39.5 | 7.9
April | 25.9 | 0 | 7.1 | 33 | 6.6
May | 18.8 | 0 | 7.3 | 26.1 | 5.2
June | 9.4 | 0 | 7.1 | 16.5 | 3.3
July | 4.3 | 0 | 7.3 | 11.6 | 2.3
August | 4.2 | 0 | 7.3 | 11.5 | 2.3
September | 10.1 | 0 | 7.1 | 17.2 | 3.4
October | 15.4 | 0 | 7.3 | 22.7 | 4.5
November | 26 | 0 | 7.1 | 33.1 | 6.6
December | 28.2 | 0 | 7.3 | 35.5 | 7.1
Total | 236.4 | 0 | 86.1 | 322.5 | 64.5 | yearly energy
January
| solar | solar | direct | diffuse | outdoor | indoor | window | heating | blinds
| altitude | azimuth | radiation | radiation | temp. | temp. | temp. | load | closed
| (degrees) | (degrees) | (W-h/m2) | (W-h/m2) | (K) | (K) | (K) | (W-h/m2) | (% time)
midnight | -58.1 | 13.3 | 0 | 0 | 275.9 | 294.1 | 288.2 | 135.6 | 0
1:00 | -54.2 | 37.6 | 0 | 0 | 275.8 | 294.1 | 288.2 | 134.9 | 0
2:00 | -47.5 | 57.1 | 0 | 0 | 275.8 | 294.1 | 288.2 | 133.3 | 0
3:00 | -39.2 | 72.7 | 0 | 0 | 275.7 | 294.1 | 288.1 | 129.2 | 0
4:00 | -30.2 | 85.8 | 0 | 0 | 275.6 | 294.1 | 288.1 | 131.9 | 0
5:00 | -21.1 | 97.6 | 0 | 0 | 275.6 | 294.1 | 288.1 | 131.7 | 0
6:00 | -12.3 | 108.9 | 0 | 0 | 275.5 | 294.1 | 288.1 | 129.4 | 0
7:00 | -4 | 120.3 | 0 | 0 | 275.5 | 294.1 | 288.1 | 128.2 | 0
8:00 | 3.3 | 132.2 | 0 | 5.1 | 275.7 | 296 | 290 | 0.9 | 0
9:00 | 9.3 | 144.9 | 0 | 20.2 | 276.1 | 295.7 | 289.9 | 2.5 | 0
10:00 | 13.6 | 158.4 | 0 | 34.6 | 276.5 | 295.5 | 290 | 2.8 | 0
11:00 | 15.9 | 172.7 | 0 | 40.5 | 276.7 | 296 | 290.2 | 2.1 | 0
noon | 15.9 | -172.7 | 0 | 42.7 | 277.2 | 295.8 | 290.4 | 2.5 | 0
13:00 | 13.6 | -158.4 | 0 | 38.1 | 277.6 | 295.8 | 290.4 | 2.3 | 0
14:00 | 9.3 | -144.9 | 0 | 26.7 | 277.5 | 295.6 | 290.3 | 2.4 | 0
15:00 | 3.3 | -132.2 | 0 | 13.2 | 277.3 | 295.4 | 289.9 | 2.3 | 0
16:00 | -4 | -120.3 | 0 | 0.6 | 277 | 295.4 | 289.8 | 2 | 0
17:00 | -12.3 | -108.9 | 0 | 0 | 276.8 | 295.7 | 289.7 | 1.7 | 0
18:00 | -21.1 | -97.6 | 0 | 0 | 276.5 | 295.7 | 289.8 | 2.5 | 0
19:00 | -30.2 | -85.8 | 0 | 0 | 276.3 | 295.6 | 289.6 | 2.3 | 0
20:00 | -39.2 | -72.7 | 0 | 0 | 276.1 | 295.8 | 289.5 | 2.1 | 0
21:00 | -47.5 | -57.1 | 0 | 0 | 276.1 | 295.8 | 289.3 | 1.7 | 0
22:00 | -54.2 | -37.6 | 0 | 0 | 276 | 295.8 | 289.1 | 2.2 | 0
23:00 | -58.1 | -13.3 | 0 | 0 | 275.9 | 295.6 | 289.4 | 2.4 | 0
February
| solar | solar | direct | diffuse | outdoor | indoor | window | heating | blinds
| altitude | azimuth | radiation | radiation | temp. | temp. | temp. | load | closed
| (degrees) | (degrees) | (W-h/m2) | (W-h/m2) | (K) | (K) | (K) | (W-h/m2) | (% time)
midnight | -50.4 | 11.4 | 0 | 0 | 275.4 | 294.1 | 288 | 116 | 0
1:00 | -46.9 | 33 | 0 | 0 | 275.3 | 294.1 | 288 | 110.4 | 0
2:00 | -40.8 | 51.4 | 0 | 0 | 275.2 | 294.1 | 288 | 114.5 | 0
3:00 | -32.9 | 66.9 | 0 | 0 | 275.2 | 294.1 | 288 | 121.1 | 0
4:00 | -24.2 | 80.2 | 0 | 0 | 275.2 | 294.1 | 288 | 123.1 | 0
5:00 | -15.1 | 92.3 | 0 | 0 | 275.1 | 294.1 | 287.9 | 127.7 | 0
6:00 | -6.1 | 104 | 0 | 0 | 275.1 | 294.1 | 287.9 | 127.5 | 0
7:00 | 2.4 | 115.9 | 0 | 2.3 | 275.1 | 294.1 | 288 | 131.2 | 0
8:00 | 10.1 | 128.3 | 0 | 20.6 | 275.5 | 295 | 290.2 | 1.5 | 0
9:00 | 16.5 | 141.8 | 0 | 40.4 | 276.1 | 295.7 | 289.9 | 2.3 | 0
10:00 | 21.2 | 156.4 | 0 | 55.1 | 276.7 | 295.5 | 290.3 | 2.9 | 0
11:00 | 23.7 | 172 | 0 | 60.6 | 277.3 | 296.3 | 290.5 | 2.5 | 0
noon | 23.7 | -172 | 0 | 65.1 | 277.9 | 296.1 | 290.4 | 2.7 | 0
13:00 | 21.2 | -156.4 | 0 | 57 | 278.4 | 296.1 | 290.6 | 2.2 | 0
14:00 | 16.5 | -141.8 | 0 | 53.5 | 278.5 | 295.8 | 290.8 | 2.6 | 0
15:00 | 10.1 | -128.3 | 0 | 36 | 278.3 | 295.6 | 290.5 | 2.2 | 0
16:00 | 2.4 | -115.9 | 0 | 14.5 | 277.7 | 295.8 | 289.9 | 2 | 0
17:00 | -6.1 | -104 | 0 | 0.3 | 277.1 | 295.8 | 289.8 | 2 | 0
18:00 | -15.1 | -92.3 | 0 | 0 | 276.7 | 295.8 | 289.6 | 1.9 | 0
19:00 | -24.2 | -80.2 | 0 | 0 | 276.3 | 296 | 289.6 | 1.8 | 0
20:00 | -32.9 | -66.9 | 0 | 0 | 276 | 295.9 | 289.3 | 2.2 | 0
21:00 | -40.8 | -51.4 | 0 | 0 | 275.7 | 295.8 | 289.3 | 2.2 | 0
22:00 | -46.9 | -33 | 0 | 0 | 275.5 | 295.6 | 289.3 | 2 | 0
23:00 | -50.4 | -11.4 | 0 | 0 | 275.4 | 295.7 | 289 | 1.9 | 0
March
| solar | solar | direct | diffuse | outdoor | indoor | window | heating | blinds
| altitude | azimuth | radiation | radiation | temp. | temp. | temp. | load | closed
| (degrees) | (degrees) | (W-h/m2) | (W-h/m2) | (K) | (K) | (K) | (W-h/m2) | (% time)
midnight | -39 | 9.6 | 0 | 0 | 276.9 | 294.1 | 288.5 | 127.8 | 0
1:00 | -36 | 28.2 | 0 | 0 | 276.8 | 294.1 | 288.5 | 131.6 | 0
2:00 | -30.6 | 45 | 0 | 0 | 276.7 | 294.1 | 288.4 | 135.8 | 0
3:00 | -23.4 | 59.7 | 0 | 0 | 276.5 | 294.1 | 288.4 | 128.3 | 0
4:00 | -15 | 72.9 | 0 | 0 | 276.3 | 294.1 | 288.3 | 129.6 | 0
5:00 | -6.1 | 85.2 | 0 | 0 | 276.4 | 294.1 | 288.3 | 124.3 | 0
6:00 | 2.9 | 97.1 | 0 | 4.1 | 276.6 | 294.1 | 288.4 | 116.8 | 0
7:00 | 11.8 | 109.3 | 0 | 24.9 | 276.9 | 294.1 | 288.8 | 113.3 | 0
8:00 | 20 | 122.4 | 0 | 48.1 | 277.4 | 295.7 | 290.3 | 1.5 | 0
9:00 | 27 | 136.9 | 0 | 66.7 | 278 | 296.1 | 290.6 | 1.9 | 0
10:00 | 32.2 | 153.1 | 0 | 85.8 | 278.8 | 295.8 | 291.2 | 2.2 | 0
11:00 | 35.1 | 170.8 | 0 | 100 | 279.8 | 296 | 291.8 | 2 | 0
noon | 35.1 | -170.8 | 0 | 101.7 | 280.5 | 296 | 291.8 | 1.9 | 0
13:00 | 32.2 | -153.1 | 0 | 93 | 281.2 | 295.7 | 292 | 1.6 | 0
14:00 | 27 | -136.9 | 0 | 79.8 | 281.5 | 296.1 | 292 | 1.4 | 0
15:00 | 20 | -122.4 | 0 | 58.9 | 281.4 | 295.8 | 291.9 | 1.8 | 0
16:00 | 11.8 | -109.3 | 0 | 34.5 | 280.9 | 295.7 | 291.5 | 1.8 | 0
17:00 | 2.9 | -97.1 | 0 | 15.4 | 280.1 | 295.8 | 291.1 | 1.9 | 0
18:00 | -6.1 | -85.2 | 0 | 0 | 279.4 | 295.8 | 290.6 | 1.6 | 0
19:00 | -15 | -72.9 | 0 | 0 | 278.7 | 296.1 | 290.3 | 1.3 | 0
20:00 | -23.4 | -59.7 | 0 | 0 | 278.2 | 295.8 | 290.1 | 2.2 | 0
21:00 | -30.6 | -45 | 0 | 0 | 277.8 | 295.8 | 290 | 2.4 | 0
22:00 | -36 | -28.2 | 0 | 0 | 277.3 | 295.8 | 289.8 | 2.4 | 0
23:00 | -39 | -9.6 | 0 | 0 | 277.1 | 295.8 | 289.9 | 2.5 | 0
April
| solar | solar | direct | diffuse | outdoor | indoor | window | heating | blinds
| altitude | azimuth | radiation | radiation | temp. | temp. | temp. | load | closed
| (degrees) | (degrees) | (W-h/m2) | (W-h/m2) | (K) | (K) | (K) | (W-h/m2) | (% time)
midnight | -27.1 | 8.3 | 0 | 0 | 278.5 | 294.1 | 289 | 105 | 0
1:00 | -24.5 | 24.4 | 0 | 0 | 278.2 | 294.1 | 288.9 | 103.1 | 0
2:00 | -19.7 | 39.5 | 0 | 0 | 278 | 294.1 | 288.9 | 104.7 | 0
3:00 | -13.1 | 53.3 | 0 | 0 | 277.7 | 294.1 | 288.8 | 106.7 | 0
4:00 | -5.2 | 66 | 0 | 0 | 277.4 | 294.1 | 288.7 | 105.7 | 0
5:00 | 3.4 | 78 | 3 | 8 | 277.6 | 294.1 | 288.8 | 104.5 | 0
6:00 | 12.4 | 89.8 | 0.4 | 33.9 | 278.1 | 294.1 | 289.2 | 107.5 | 0
7:00 | 21.5 | 102 | 0 | 60.7 | 278.8 | 294.1 | 289.8 | 103.8 | 0
8:00 | 30.1 | 115.3 | 0 | 79.7 | 279.5 | 296.2 | 291.4 | 1.6 | 0
9:00 | 37.7 | 130.6 | 0 | 102.3 | 280.6 | 296.3 | 291.8 | 2.2 | 0
10:00 | 43.7 | 148.5 | 0 | 121.4 | 281.5 | 295.9 | 292.5 | 2.1 | 0
11:00 | 47 | 169.1 | 0 | 133.9 | 282.5 | 295.7 | 293 | 1.7 | 0
noon | 47 | -169.1 | 0 | 135.6 | 283.5 | 295.9 | 293.3 | 1.4 | 0
13:00 | 43.7 | -148.5 | 0 | 127.4 | 284.2 | 296 | 293.7 | 1.1 | 0
14:00 | 37.7 | -130.6 | 0 | 116.3 | 284.7 | 296.4 | 293.3 | 1 | 0
15:00 | 30.1 | -115.3 | 0 | 86.8 | 285 | 295.8 | 293.3 | 1 | 0
16:00 | 21.5 | -102 | 0 | 66.8 | 284.7 | 296 | 293.1 | 0.8 | 0
17:00 | 12.4 | -89.8 | 0.5 | 41.3 | 283.9 | 296 | 292.5 | 1 | 0
18:00 | 3.4 | -78 | 12.3 | 16.4 | 283 | 296 | 292.2 | 1.2 | 0
19:00 | -5.2 | -66 | 0 | 0 | 282 | 295.8 | 291.2 | 0.9 | 0
20:00 | -13.1 | -53.3 | 0 | 0 | 281 | 296 | 290.9 | 1.2 | 0
21:00 | -19.7 | -39.5 | 0 | 0 | 280 | 295.9 | 290.6 | 1.4 | 0
22:00 | -24.5 | -24.4 | 0 | 0 | 279.3 | 295.8 | 290.4 | 1.6 | 0
23:00 | -27.1 | -8.3 | 0 | 0 | 278.6 | 295.8 | 290.2 | 1.9 | 0
May
| solar | solar | direct | diffuse | outdoor | indoor | window | heating | blinds
| altitude | azimuth | radiation | radiation | temp. | temp. | temp. | load | closed
| (degrees) | (degrees) | (W-h/m2) | (W-h/m2) | (K) | (K) | (K) | (W-h/m2) | (% time)
midnight | -17.9 | 7.4 | 0 | 0 | 281 | 294.1 | 289.8 | 75.2 | 0
1:00 | -15.5 | 22 | 0 | 0 | 280.8 | 294.1 | 289.7 | 75.9 | 0
2:00 | -11.1 | 35.8 | 0 | 0 | 280.5 | 294.1 | 289.7 | 76.3 | 0
3:00 | -5 | 48.7 | 0 | 0 | 280.2 | 294.1 | 289.5 | 75 | 0
4:00 | 2.4 | 60.8 | 12.8 | 10.9 | 280.2 | 294.1 | 289.8 | 76.9 | 0
5:00 | 10.7 | 72.3 | 41.5 | 40.6 | 280.5 | 294.1 | 290.5 | 75.7 | 0
6:00 | 19.6 | 83.7 | 18 | 62.9 | 280.9 | 294.1 | 290.6 | 75.8 | 0
7:00 | 28.7 | 95.6 | 0 | 84.8 | 281.8 | 294.1 | 291 | 67.2 | 0
8:00 | 37.6 | 108.8 | 0 | 101.3 | 282.7 | 295.8 | 292.8 | 0.9 | 0
9:00 | 45.8 | 124.4 | 0 | 131.7 | 283.7 | 296 | 293.4 | 0.9 | 0
10:00 | 52.4 | 143.6 | 0 | 145.9 | 284.8 | 296.1 | 293.9 | 0.7 | 0
11:00 | 56.2 | 167.2 | 0 | 152.2 | 285.8 | 296 | 294.5 | 0.5 | 0
noon | 56.2 | -167.2 | 0 | 145.7 | 286.8 | 296 | 294.5 | 0.4 | 0
13:00 | 52.4 | -143.6 | 0 | 137.1 | 287.6 | 296.4 | 295.1 | 0.3 | 0
14:00 | 45.8 | -124.4 | 0 | 134.2 | 288 | 296.5 | 294.8 | 0.4 | 0
15:00 | 37.6 | -108.8 | 0 | 116.3 | 288 | 296.4 | 294.6 | 0.3 | 0
16:00 | 28.7 | -95.6 | 0 | 97.6 | 287.9 | 296.4 | 294.3 | 0.3 | 0
17:00 | 19.6 | -83.7 | 19 | 74.3 | 287.3 | 296 | 294 | 0.3 | 0
18:00 | 10.7 | -72.3 | 47.9 | 48.7 | 286.3 | 296.1 | 293.8 | 0.2 | 0
19:00 | 2.4 | -60.8 | 25.2 | 18.1 | 285.1 | 295.7 | 293.1 | 0.4 | 0
20:00 | -5 | -48.7 | 0 | 0 | 284 | 295.9 | 292 | 0.4 | 0
21:00 | -11.1 | -35.8 | 0 | 0 | 283.1 | 296 | 291.8 | 0.4 | 0
22:00 | -15.5 | -22 | 0 | 0 | 282.3 | 295.7 | 291.5 | 0.7 | 0
23:00 | -17.9 | -7.4 | 0 | 0 | 281.5 | 295.8 | 291.2 | 0.8 | 0
June
| solar | solar | direct | diffuse | outdoor | indoor | window | heating | blinds
| altitude | azimuth | radiation | radiation | temp. | temp. | temp. | load | closed
| (degrees) | (degrees) | (W-h/m2) | (W-h/m2) | (K) | (K) | (K) | (W-h/m2) | (% time)
midnight | -13.8 | 7 | 0 | 0 | 284.5 | 294.1 | 290.9 | 42.3 | 0
1:00 | -11.6 | 21 | 0 | 0 | 284.2 | 294.1 | 290.9 | 41.4 | 0
2:00 | -7.3 | 34.3 | 0 | 0 | 283.9 | 294.1 | 290.7 | 38.1 | 0
3:00 | -1.4 | 46.7 | 0 | 0 | 283.6 | 294.1 | 290.6 | 37 | 0
4:00 | 5.8 | 58.4 | 47 | 27.4 | 283.7 | 294.2 | 291.6 | 38.3 | 0
5:00 | 14 | 69.7 | 54.6 | 52.4 | 284.2 | 294.3 | 292.1 | 37.9 | 0
6:00 | 22.8 | 80.8 | 26.7 | 76.8 | 284.6 | 294.4 | 292.2 | 38.8 | 0
7:00 | 31.9 | 92.5 | 0 | 90.6 | 285.2 | 294.3 | 292.3 | 37.5 | 0
8:00 | 40.9 | 105.5 | 0 | 104.6 | 286.2 | 296 | 294.1 | 0.3 | 0
9:00 | 49.2 | 121 | 0 | 130.5 | 287.2 | 296.3 | 294.6 | 0.3 | 0
10:00 | 56.1 | 140.8 | 0 | 140.9 | 288.1 | 296.3 | 295.1 | 0.2 | 0
11:00 | 60.2 | 166 | 0 | 149.1 | 289.1 | 297 | 295.8 | 0.2 | 0
noon | 60.2 | -166 | 0 | 150.4 | 290 | 297.3 | 296.3 | 0.1 | 0
13:00 | 56.1 | -140.8 | 0 | 149.6 | 290.6 | 297.4 | 296.8 | 0 | 0
14:00 | 49.2 | -121 | 0 | 133.5 | 291 | 297.5 | 296.7 | 0 | 0
15:00 | 40.9 | -105.5 | 0 | 111.8 | 291.1 | 297.1 | 296.4 | 0 | 0
16:00 | 31.9 | -92.5 | 0 | 113.1 | 290.9 | 297.1 | 296.3 | 0 | 0
17:00 | 22.8 | -80.8 | 25.1 | 93.4 | 290.2 | 296.9 | 295.8 | 0.2 | 0
18:00 | 14 | -69.7 | 50.8 | 67.2 | 289.3 | 296.5 | 295.5 | 0.2 | 0
19:00 | 5.8 | -58.4 | 47.8 | 41 | 288.3 | 296.5 | 294.6 | 0.2 | 0
20:00 | -1.4 | -46.7 | 0 | 0 | 287.4 | 296.2 | 293.5 | 0.2 | 0
21:00 | -7.3 | -34.3 | 0 | 0 | 286.4 | 295.9 | 293 | 0.2 | 0
22:00 | -11.6 | -21 | 0 | 0 | 285.7 | 296.2 | 292.7 | 0.3 | 0
23:00 | -13.8 | -7 | 0 | 0 | 284.8 | 295.9 | 292.5 | 0.3 | 0
July
| solar | solar | direct | diffuse | outdoor | indoor | window | heating | blinds
| altitude | azimuth | radiation | radiation | temp. | temp. | temp. | load | closed
| (degrees) | (degrees) | (W-h/m2) | (W-h/m2) | (K) | (K) | (K) | (W-h/m2) | (% time)
midnight | -15.9 | 7.2 | 0 | 0 | 286.4 | 295 | 292.2 | 15.6 | 0
1:00 | -13.7 | 21.5 | 0 | 0 | 286.1 | 294.6 | 291.8 | 19.1 | 0
2:00 | -9.3 | 35.1 | 0 | 0 | 285.6 | 294.3 | 291.5 | 19.4 | 0
3:00 | -3.3 | 47.8 | 0 | 0 | 285.3 | 294.2 | 291.3 | 17.9 | 0
4:00 | 4 | 59.7 | 7.4 | 13.9 | 285.5 | 294.2 | 291.6 | 18.7 | 0
5:00 | 12.3 | 71 | 22.1 | 43.4 | 285.8 | 294.6 | 292.3 | 16.4 | 0
6:00 | 21.1 | 82.3 | 12.9 | 72.5 | 286.4 | 295.2 | 293 | 16.6 | 0
7:00 | 30.2 | 94.1 | 0 | 90.2 | 286.8 | 295.5 | 293.6 | 14.5 | 0
8:00 | 39.2 | 107.3 | 0 | 107.5 | 287.6 | 297.2 | 295.2 | 0 | 0
9:00 | 47.4 | 122.8 | 0 | 130 | 288.7 | 297 | 295.7 | 0 | 0
10:00 | 54.2 | 142.4 | 0 | 152.9 | 289.7 | 297 | 296.4 | 0 | 0
11:00 | 58.1 | 166.6 | 0 | 166.1 | 290.7 | 297.4 | 297.1 | 0 | 0
noon | 58.1 | -166.6 | 0 | 174.3 | 291.7 | 297.6 | 297.6 | 0 | 0
13:00 | 54.2 | -142.4 | 0 | 161.4 | 292.5 | 297.8 | 297.8 | 0 | 0
14:00 | 47.4 | -122.8 | 0 | 145.3 | 292.9 | 297.6 | 297.5 | 0 | 0
15:00 | 39.2 | -107.3 | 0 | 120.5 | 293 | 297.5 | 297.3 | 0 | 0
16:00 | 30.2 | -94.1 | 0 | 114.7 | 292.8 | 297.2 | 297.2 | 0 | 0
17:00 | 21.1 | -82.3 | 18.9 | 91.1 | 292.4 | 297.2 | 296.8 | 0 | 0
18:00 | 12.3 | -71 | 59.5 | 68.5 | 291.5 | 297.4 | 296.9 | 0 | 0
19:00 | 4 | -59.7 | 57.7 | 35.1 | 290.4 | 297.3 | 296.1 | 0 | 0
20:00 | -3.3 | -47.8 | 0 | 0 | 289.3 | 297.1 | 294.5 | 0 | 0
21:00 | -9.3 | -35.1 | 0 | 0 | 288.4 | 297.1 | 294.3 | 0 | 0
22:00 | -13.7 | -21.5 | 0 | 0 | 287.5 | 297 | 293.9 | 0.1 | 0
23:00 | -15.9 | -7.2 | 0 | 0 | 286.8 | 296.9 | 293.6 | 0 | 0
August
| solar | solar | direct | diffuse | outdoor | indoor | window | heating | blinds
| altitude | azimuth | radiation | radiation | temp. | temp. | temp. | load | closed
| (degrees) | (degrees) | (W-h/m2) | (W-h/m2) | (K) | (K) | (K) | (W-h/m2) | (% time)
midnight | -23.7 | 7.9 | 0 | 0 | 286.4 | 294.8 | 292.1 | 13.7 | 0
1:00 | -21.3 | 23.5 | 0 | 0 | 286 | 294.5 | 291.7 | 14.9 | 0
2:00 | -16.6 | 38.1 | 0 | 0 | 285.9 | 294.3 | 291.6 | 16.6 | 0
3:00 | -10.1 | 51.6 | 0 | 0 | 285.4 | 294.2 | 291.3 | 17.8 | 0
4:00 | -2.4 | 64.1 | 0 | 0 | 285.1 | 294.2 | 291.2 | 20 | 0
5:00 | 6 | 75.9 | 12.7 | 19 | 285.3 | 294.3 | 291.6 | 18.9 | 0
6:00 | 15.1 | 87.6 | 5.8 | 45.6 | 285.9 | 294.6 | 292.2 | 17.7 | 0
7:00 | 24.2 | 99.7 | 0 | 76 | 286.5 | 295.2 | 293.1 | 17.7 | 0
8:00 | 32.9 | 113.1 | 0 | 96.4 | 287.3 | 296.8 | 294.7 | 0 | 0
9:00 | 40.7 | 128.5 | 0 | 119 | 288.2 | 297.1 | 295.3 | 0 | 0
10:00 | 46.9 | 146.9 | 0 | 144.3 | 289.3 | 297.1 | 295.9 | 0 | 0
11:00 | 50.3 | 168.5 | 0 | 156.9 | 290.4 | 297.2 | 296.5 | 0 | 0
noon | 50.3 | -168.5 | 0 | 169.1 | 291.3 | 297.4 | 297 | 0 | 0
13:00 | 46.9 | -146.9 | 0 | 150.2 | 292 | 297.7 | 297.3 | 0 | 0
14:00 | 40.7 | -128.5 | 0 | 130.8 | 292.5 | 297.2 | 297.1 | 0 | 0
15:00 | 32.9 | -113.1 | 0 | 103.7 | 292.6 | 297.6 | 296.9 | 0 | 0
16:00 | 24.2 | -99.7 | 0 | 76.7 | 292.2 | 297.6 | 296.4 | 0 | 0
17:00 | 15.1 | -87.6 | 6.3 | 56.4 | 291.7 | 297.5 | 296 | 0 | 0
18:00 | 6 | -75.9 | 24.9 | 35.1 | 290.9 | 297.3 | 295.7 | 0 | 0
19:00 | -2.4 | -64.1 | 0 | 6 | 289.9 | 297.2 | 294.9 | 0 | 0
20:00 | -10.1 | -51.6 | 0 | 0 | 289 | 297 | 294.4 | 0 | 0
21:00 | -16.6 | -38.1 | 0 | 0 | 288.1 | 297.2 | 293.9 | 0 | 0
22:00 | -21.3 | -23.5 | 0 | 0 | 287.3 | 296.8 | 293.7 | 0 | 0
23:00 | -23.7 | -7.9 | 0 | 0 | 286.6 | 296.4 | 293.6 | 0.1 | 0
September
| solar | solar | direct | diffuse | outdoor | indoor | window | heating | blinds
| altitude | azimuth | radiation | radiation | temp. | temp. | temp. | load | closed
| (degrees) | (degrees) | (W-h/m2) | (W-h/m2) | (K) | (K) | (K) | (W-h/m2) | (% time)
midnight | -35.1 | 9.1 | 0 | 0 | 284.9 | 294.9 | 291.7 | 42.3 | 0
1:00 | -32.3 | 26.9 | 0 | 0 | 284.8 | 294.6 | 291.4 | 42.3 | 0
2:00 | -27.1 | 43.1 | 0 | 0 | 284.5 | 294.4 | 291.2 | 41.9 | 0
3:00 | -20 | 57.5 | 0 | 0 | 284.3 | 294.3 | 291 | 41.3 | 0
4:00 | -11.8 | 70.6 | 0 | 0 | 284.1 | 294.2 | 290.9 | 42.1 | 0
5:00 | -3 | 82.8 | 0 | 0.3 | 284 | 294.2 | 290.8 | 44.2 | 0
6:00 | 6 | 94.7 | 0 | 19.9 | 284.3 | 294.2 | 291.2 | 42 | 0
7:00 | 15 | 107 | 0 | 44.4 | 284.7 | 294.5 | 291.7 | 37 | 0
8:00 | 23.3 | 120.2 | 0 | 67.9 | 285.4 | 297 | 293.6 | 0.4 | 0
9:00 | 30.6 | 135 | 0 | 89.9 | 286.1 | 297.1 | 294 | 0.5 | 0
10:00 | 36 | 151.7 | 0 | 104.9 | 286.8 | 296.8 | 294.5 | 0.3 | 0
11:00 | 39 | 170.3 | 0 | 105.9 | 287.6 | 297.2 | 294.7 | 0.2 | 0
noon | 39 | -170.3 | 0 | 104.9 | 288.3 | 296.7 | 295.2 | 0.2 | 0
13:00 | 36 | -151.7 | 0 | 101.4 | 288.9 | 297 | 295.5 | 0.2 | 0
14:00 | 30.6 | -135 | 0 | 92.6 | 289.4 | 297.3 | 295.3 | 0.2 | 0
15:00 | 23.3 | -120.2 | 0 | 73.2 | 289.5 | 297.1 | 295.2 | 0.1 | 0
16:00 | 15 | -107 | 0 | 44.6 | 289.3 | 296.8 | 295 | 0.1 | 0
17:00 | 6 | -94.7 | 0 | 23.9 | 288.6 | 297 | 294.4 | 0.1 | 0
18:00 | -3 | -82.8 | 0 | 2.4 | 287.8 | 296.9 | 294 | 0.2 | 0
19:00 | -11.8 | -70.6 | 0 | 0 | 287.1 | 296.7 | 293.6 | 0.3 | 0
20:00 | -20 | -57.5 | 0 | 0 | 286.5 | 296.8 | 293.3 | 0.4 | 0
21:00 | -27.1 | -43.1 | 0 | 0 | 285.9 | 296.7 | 293.1 | 0.5 | 0
22:00 | -32.3 | -26.9 | 0 | 0 | 285.3 | 296.6 | 293.1 | 0.5 | 0
23:00 | -35.1 | -9.1 | 0 | 0 | 285 | 296.5 | 292.9 | 0.6 | 0
October
| solar | solar | direct | diffuse | outdoor | indoor | window | heating | blinds
| altitude | azimuth | radiation | radiation | temp. | temp. | temp. | load | closed
| (degrees) | (degrees) | (W-h/m2) | (W-h/m2) | (K) | (K) | (K) | (W-h/m2) | (% time)
midnight | -47 | 10.8 | 0 | 0 | 282.1 | 294.2 | 290.3 | 57.7 | 0
1:00 | -43.7 | 31.4 | 0 | 0 | 282.1 | 294.1 | 290.2 | 56.7 | 0
2:00 | -37.8 | 49.3 | 0 | 0 | 282 | 294.1 | 290.1 | 58.2 | 0
3:00 | -30.1 | 64.6 | 0 | 0 | 281.8 | 294.1 | 290.1 | 59.1 | 0
4:00 | -21.5 | 78 | 0 | 0 | 281.8 | 294.1 | 290.1 | 60.5 | 0
5:00 | -12.4 | 90.2 | 0 | 0 | 281.7 | 294.1 | 290 | 65.3 | 0
6:00 | -3.4 | 102 | 0 | 0.8 | 281.8 | 294.1 | 290.1 | 66 | 0
7:00 | 5.2 | 114 | 0 | 16.8 | 282.2 | 294.1 | 290.4 | 64.6 | 0
8:00 | 13 | 126.6 | 0 | 37.6 | 282.6 | 296 | 291.8 | 0.6 | 0
9:00 | 19.7 | 140.4 | 0 | 61.3 | 283.3 | 296.3 | 292.6 | 0.8 | 0
10:00 | 24.5 | 155.5 | 0 | 70.4 | 283.9 | 296.5 | 292.7 | 0.9 | 0
11:00 | 27.1 | 171.7 | 0 | 81.3 | 284.6 | 296 | 293.1 | 0.8 | 0
noon | 27.1 | -171.7 | 0 | 79 | 285.1 | 295.9 | 293.5 | 0.8 | 0
13:00 | 24.5 | -155.5 | 0 | 65.6 | 285.4 | 296.2 | 293.4 | 0.6 | 0
14:00 | 19.7 | -140.4 | 0 | 49.7 | 285.5 | 296.2 | 292.9 | 0.7 | 0
15:00 | 13 | -126.6 | 0 | 33.4 | 285.3 | 296.3 | 292.9 | 0.5 | 0
16:00 | 5.2 | -114 | 0 | 14.6 | 284.7 | 296.5 | 292.4 | 0.4 | 0
17:00 | -3.4 | -102 | 0 | 0.4 | 284.1 | 296.1 | 292.3 | 0.7 | 0
18:00 | -12.4 | -90.2 | 0 | 0 | 283.5 | 296.1 | 292 | 0.7 | 0
19:00 | -21.5 | -78 | 0 | 0 | 283.1 | 296 | 292 | 0.5 | 0
20:00 | -30.1 | -64.6 | 0 | 0 | 282.8 | 296.2 | 291.7 | 0.6 | 0
21:00 | -37.8 | -49.3 | 0 | 0 | 282.5 | 295.9 | 291.7 | 0.8 | 0
22:00 | -43.7 | -31.4 | 0 | 0 | 282.4 | 295.8 | 291.5 | 0.6 | 0
23:00 | -47 | -10.8 | 0 | 0 | 282.2 | 295.9 | 291.5 | 0.6 | 0
November
| solar | solar | direct | diffuse | outdoor | indoor | window | heating | blinds
| altitude | azimuth | radiation | radiation | temp. | temp. | temp. | load | closed
| (degrees) | (degrees) | (W-h/m2) | (W-h/m2) | (K) | (K) | (K) | (W-h/m2) | (% time)
midnight | -56.2 | 12.8 | 0 | 0 | 278.9 | 294.1 | 289.1 | 103.2 | 0
1:00 | -52.4 | 36.3 | 0 | 0 | 278.8 | 294.1 | 289.1 | 103.9 | 0
2:00 | -45.8 | 55.6 | 0 | 0 | 278.6 | 294.1 | 289.1 | 110.1 | 0
3:00 | -37.7 | 71.1 | 0 | 0 | 278.5 | 294.1 | 289 | 106.4 | 0
4:00 | -28.8 | 84.3 | 0 | 0 | 278.4 | 294.1 | 289 | 102.4 | 0
5:00 | -19.7 | 96.2 | 0 | 0 | 278.4 | 294.1 | 289 | 105.9 | 0
6:00 | -10.7 | 107.7 | 0 | 0 | 278.3 | 294.1 | 289 | 106.2 | 0
7:00 | -2.4 | 119.2 | 0 | 1 | 278.2 | 294.1 | 288.9 | 106.8 | 0
8:00 | 5 | 131.2 | 0 | 16 | 278.4 | 295.3 | 290.7 | 1.3 | 0
9:00 | 11.1 | 144.1 | 0 | 30.1 | 278.8 | 295.9 | 290.8 | 1.5 | 0
10:00 | 15.5 | 157.9 | 0 | 45.9 | 279.2 | 296 | 290.9 | 1.8 | 0
11:00 | 17.8 | 172.5 | 0 | 57.8 | 279.7 | 295.8 | 291.2 | 1.9 | 0
noon | 17.8 | -172.5 | 0 | 55.3 | 280.1 | 295.8 | 291.4 | 1.4 | 0
13:00 | 15.5 | -157.9 | 0 | 47.3 | 280.3 | 295.8 | 291.3 | 1.7 | 0
14:00 | 11.1 | -144.1 | 0 | 30.2 | 280.4 | 296 | 290.9 | 1.4 | 0
15:00 | 5 | -131.2 | 0 | 12.9 | 280.2 | 295.7 | 291 | 1.4 | 0
16:00 | -2.4 | -119.2 | 0 | 0 | 280 | 295.9 | 290.6 | 1.3 | 0
17:00 | -10.7 | -107.7 | 0 | 0 | 279.7 | 295.7 | 290.8 | 1.3 | 0
18:00 | -19.7 | -96.2 | 0 | 0 | 279.6 | 295.9 | 290.6 | 1.3 | 0
19:00 | -28.8 | -84.3 | 0 | 0 | 279.4 | 296 | 290.6 | 1.1 | 0
20:00 | -37.7 | -71.1 | 0 | 0 | 279.4 | 295.7 | 290.7 | 1.4 | 0
21:00 | -45.8 | -55.6 | 0 | 0 | 279.2 | 295.8 | 290.4 | 1.2 | 0
22:00 | -52.4 | -36.3 | 0 | 0 | 279 | 295.8 | 290.2 | 1.4 | 0
23:00 | -56.2 | -12.8 | 0 | 0 | 278.8 | 296 | 290.2 | 1.3 | 0
December
| solar | solar | direct | diffuse | outdoor | indoor | window | heating | blinds
| altitude | azimuth | radiation | radiation | temp. | temp. | temp. | load | closed
| (degrees) | (degrees) | (W-h/m2) | (W-h/m2) | (K) | (K) | (K) | (W-h/m2) | (% time)
midnight | -60.2 | 13.9 | 0 | 0 | 276.9 | 294.1 | 288.5 | 108.2 | 0
1:00 | -56.1 | 39.1 | 0 | 0 | 276.8 | 294.1 | 288.5 | 111.9 | 0
2:00 | -49.2 | 58.9 | 0 | 0 | 276.8 | 294.1 | 288.5 | 112.3 | 0
3:00 | -40.9 | 74.4 | 0 | 0 | 276.8 | 294.1 | 288.5 | 112.3 | 0
4:00 | -31.9 | 87.4 | 0 | 0 | 276.9 | 294.1 | 288.5 | 109.6 | 0
5:00 | -22.8 | 99.1 | 0 | 0 | 277 | 294.1 | 288.5 | 112.7 | 0
6:00 | -14 | 110.2 | 0 | 0 | 276.9 | 294.1 | 288.5 | 109.8 | 0
7:00 | -5.8 | 121.5 | 0 | 0 | 276.9 | 294.1 | 288.5 | 107 | 0
8:00 | 1.4 | 133.2 | 0 | 1.8 | 277.1 | 296 | 290.4 | 0.5 | 0
9:00 | 7.3 | 145.7 | 0 | 14.9 | 277.3 | 295.7 | 290.2 | 2.4 | 0
10:00 | 11.6 | 158.9 | 0 | 28.6 | 277.7 | 295.7 | 290.3 | 2.6 | 0
11:00 | 13.8 | 172.9 | 0 | 36.8 | 277.9 | 295.7 | 290.5 | 1.9 | 0
noon | 13.8 | -172.9 | 0 | 37.9 | 278.2 | 296 | 290.6 | 1.9 | 0
13:00 | 11.6 | -158.9 | 0 | 29 | 278.4 | 295.8 | 290.5 | 1.8 | 0
14:00 | 7.3 | -145.7 | 0 | 18.1 | 278.3 | 295.9 | 290.2 | 1.8 | 0
15:00 | 1.4 | -133.2 | 0 | 4.7 | 278.2 | 296 | 290.1 | 1.6 | 0
16:00 | -5.8 | -121.5 | 0 | 0 | 277.8 | 295.9 | 290 | 1.8 | 0
17:00 | -14 | -110.2 | 0 | 0 | 277.7 | 295.9 | 290.1 | 1.6 | 0
18:00 | -22.8 | -99.1 | 0 | 0 | 277.5 | 295.6 | 290 | 1.8 | 0
19:00 | -31.9 | -87.4 | 0 | 0 | 277.5 | 295.7 | 290.1 | 1.4 | 0
20:00 | -40.9 | -74.4 | 0 | 0 | 277.3 | 295.7 | 290.1 | 1.2 | 0
21:00 | -49.2 | -58.9 | 0 | 0 | 277.1 | 295.9 | 289.8 | 1.4 | 0
22:00 | -56.1 | -39.1 | 0 | 0 | 277.1 | 295.9 | 289.7 | 1.7 | 0
23:00 | -60.2 | -13.9 | 0 | 0 | 277 | 295.8 | 289.8 | 1.8 | 0

## Sheet44
Scenario Four (green)
Tue Dec 03 2019 23:20:57 GMT+0000 (Greenwich Mean Time)
Setup Information:
Building
Location | UK - London
Building length, side A | N/A
Building length, side B | N/A
Simulation Type
Simulation Type | one_sided
Window Description
Typology | dgu_nb
Glazing Type | clear
Window Area | 44%
Wall Description
Insulation R-Value | 99999999.9 m2-K/W
Occupancy
Type | Low-rise Residential
Occupancy Load | 0.000 people per m2
Lighting Requirements | 400 lux
Equipment Load | 0.00 W/m2
Room Ventilation
Air Change Rate per Occupant | 15.0 liters / sec per person
Total Air Change Rate | 0.0 roomfuls per hour
Lighting Control
Lighting Control | lights do not respond to daylight: all lights fully on while building is occupied
Representative Room
Orientation | north
Room Depth | 27 m
Room Width | 5 m
Room Height | 2.2 m
Thermal Mass
Thermal Mass | none
Overhang
Overhang Depth | 0 m
Roof
Roof Type | adiabatic roof
Simulation Results:
Primary Energy Use and CO2 Emissions
| heating | cooling | lighting | total | CO2
| energy | energy | energy | energy | emissions
| (kWh/m2) | (kWh/m2) | (kWh/m2) | (kWh/m2) | (kg/m2)
January | 33.7 | 0 | 7.3 | 41 | 8.2
February | 28.2 | 0 | 6.6 | 34.8 | 7
March | 32.1 | 0 | 7.3 | 39.4 | 7.9
April | 25.9 | 0 | 7.1 | 33 | 6.6
May | 18.8 | 0 | 7.3 | 26.1 | 5.2
June | 9.4 | 0 | 7.1 | 16.5 | 3.3
July | 4.3 | 0 | 7.3 | 11.6 | 2.3
August | 4.2 | 0 | 7.3 | 11.5 | 2.3
September | 10.1 | 0 | 7.1 | 17.2 | 3.4
October | 15.4 | 0 | 7.3 | 22.7 | 4.5
November | 26 | 0 | 7.1 | 33.1 | 6.6
December | 28.2 | 0 | 7.3 | 35.5 | 7.1
Total | 236.3 | 0 | 86.1 | 322.4 | 64.5 | yearly energy
January
| solar | solar | direct | diffuse | outdoor | indoor | window | heating | blinds
| altitude | azimuth | radiation | radiation | temp. | temp. | temp. | load | closed
| (degrees) | (degrees) | (W-h/m2) | (W-h/m2) | (K) | (K) | (K) | (W-h/m2) | (% time)
midnight | -58.1 | 13.3 | 0 | 0 | 275.9 | 294.1 | 288.2 | 135.4 | 0
1:00 | -54.2 | 37.6 | 0 | 0 | 275.8 | 294.1 | 288.2 | 134.9 | 0
2:00 | -47.5 | 57.1 | 0 | 0 | 275.8 | 294.1 | 288.2 | 133.4 | 0
3:00 | -39.2 | 72.7 | 0 | 0 | 275.7 | 294.1 | 288.1 | 129.2 | 0
4:00 | -30.2 | 85.8 | 0 | 0 | 275.6 | 294.1 | 288.1 | 131.9 | 0
5:00 | -21.1 | 97.6 | 0 | 0 | 275.6 | 294.1 | 288.1 | 131.8 | 0
6:00 | -12.3 | 108.9 | 0 | 0 | 275.5 | 294.1 | 288.1 | 129.4 | 0
7:00 | -4 | 120.3 | 0 | 0 | 275.5 | 294.1 | 288.1 | 128.3 | 0
8:00 | 3.3 | 132.2 | 0 | 5.1 | 275.7 | 296 | 290 | 0.8 | 0
9:00 | 9.3 | 144.9 | 0 | 20.2 | 276.1 | 295.8 | 289.9 | 2.5 | 0
10:00 | 13.6 | 158.4 | 0 | 34.6 | 276.5 | 295.6 | 290 | 2.8 | 0
11:00 | 15.9 | 172.7 | 0 | 40.5 | 276.7 | 296.2 | 290 | 2 | 0
noon | 15.9 | -172.7 | 0 | 42.7 | 277.2 | 295.6 | 290.5 | 3 | 0
13:00 | 13.6 | -158.4 | 0 | 38.1 | 277.6 | 295.7 | 290.4 | 2.1 | 0
14:00 | 9.3 | -144.9 | 0 | 26.7 | 277.5 | 295.6 | 290.3 | 2.4 | 0
15:00 | 3.3 | -132.2 | 0 | 13.2 | 277.3 | 295.8 | 289.9 | 2.1 | 0
16:00 | -4 | -120.3 | 0 | 0.6 | 277 | 295.7 | 289.7 | 2 | 0
17:00 | -12.3 | -108.9 | 0 | 0 | 276.8 | 295.9 | 289.8 | 1.9 | 0
18:00 | -21.1 | -97.6 | 0 | 0 | 276.5 | 295.7 | 289.7 | 2.5 | 0
19:00 | -30.2 | -85.8 | 0 | 0 | 276.3 | 296 | 289.5 | 1.7 | 0
20:00 | -39.2 | -72.7 | 0 | 0 | 276.1 | 296.1 | 289.4 | 1.7 | 0
21:00 | -47.5 | -57.1 | 0 | 0 | 276.1 | 295.9 | 289.3 | 2.2 | 0
22:00 | -54.2 | -37.6 | 0 | 0 | 276 | 295.6 | 289.5 | 2.5 | 0
23:00 | -58.1 | -13.3 | 0 | 0 | 275.9 | 296 | 289.6 | 1.8 | 0
February
| solar | solar | direct | diffuse | outdoor | indoor | window | heating | blinds
| altitude | azimuth | radiation | radiation | temp. | temp. | temp. | load | closed
| (degrees) | (degrees) | (W-h/m2) | (W-h/m2) | (K) | (K) | (K) | (W-h/m2) | (% time)
midnight | -50.4 | 11.4 | 0 | 0 | 275.4 | 294.1 | 288 | 116.1 | 0
1:00 | -46.9 | 33 | 0 | 0 | 275.3 | 294.1 | 288 | 110.4 | 0
2:00 | -40.8 | 51.4 | 0 | 0 | 275.2 | 294.1 | 288 | 114.6 | 0
3:00 | -32.9 | 66.9 | 0 | 0 | 275.2 | 294.1 | 288 | 121.1 | 0
4:00 | -24.2 | 80.2 | 0 | 0 | 275.2 | 294.1 | 288 | 123.1 | 0
5:00 | -15.1 | 92.3 | 0 | 0 | 275.1 | 294.1 | 287.9 | 127.7 | 0
6:00 | -6.1 | 104 | 0 | 0 | 275.1 | 294.1 | 287.9 | 127.5 | 0
7:00 | 2.4 | 115.9 | 0 | 2.3 | 275.1 | 294.1 | 288 | 131.2 | 0
8:00 | 10.1 | 128.3 | 0 | 20.6 | 275.5 | 295.4 | 290.1 | 1.4 | 0
9:00 | 16.5 | 141.8 | 0 | 40.4 | 276.1 | 295.8 | 289.9 | 2.3 | 0
10:00 | 21.2 | 156.4 | 0 | 55.1 | 276.7 | 295.5 | 290.4 | 3 | 0
11:00 | 23.7 | 172 | 0 | 60.6 | 277.3 | 296.1 | 290.5 | 2.7 | 0
noon | 23.7 | -172 | 0 | 65.1 | 277.9 | 296 | 290.5 | 2.7 | 0
13:00 | 21.2 | -156.4 | 0 | 57 | 278.4 | 296.1 | 290.6 | 2.2 | 0
14:00 | 16.5 | -141.8 | 0 | 53.5 | 278.5 | 295.6 | 290.8 | 2.6 | 0
15:00 | 10.1 | -128.3 | 0 | 36 | 278.3 | 295.8 | 290.5 | 2 | 0
16:00 | 2.4 | -115.9 | 0 | 14.5 | 277.7 | 295.7 | 289.9 | 2.3 | 0
17:00 | -6.1 | -104 | 0 | 0.3 | 277.1 | 295.8 | 289.6 | 1.7 | 0
18:00 | -15.1 | -92.3 | 0 | 0 | 276.7 | 295.8 | 289.5 | 1.8 | 0
19:00 | -24.2 | -80.2 | 0 | 0 | 276.3 | 295.6 | 289.5 | 2.2 | 0
20:00 | -32.9 | -66.9 | 0 | 0 | 276 | 295.5 | 289.4 | 2.1 | 0
21:00 | -40.8 | -51.4 | 0 | 0 | 275.7 | 295.6 | 289.3 | 1.9 | 0
22:00 | -46.9 | -33 | 0 | 0 | 275.5 | 295.6 | 289.3 | 1.8 | 0
23:00 | -50.4 | -11.4 | 0 | 0 | 275.4 | 295.5 | 289.4 | 1.7 | 0
March
| solar | solar | direct | diffuse | outdoor | indoor | window | heating | blinds
| altitude | azimuth | radiation | radiation | temp. | temp. | temp. | load | closed
| (degrees) | (degrees) | (W-h/m2) | (W-h/m2) | (K) | (K) | (K) | (W-h/m2) | (% time)
midnight | -39 | 9.6 | 0 | 0 | 276.9 | 294.1 | 288.5 | 127.6 | 0
1:00 | -36 | 28.2 | 0 | 0 | 276.8 | 294.1 | 288.5 | 131.6 | 0
2:00 | -30.6 | 45 | 0 | 0 | 276.7 | 294.1 | 288.4 | 135.8 | 0
3:00 | -23.4 | 59.7 | 0 | 0 | 276.5 | 294.1 | 288.4 | 128.3 | 0
4:00 | -15 | 72.9 | 0 | 0 | 276.3 | 294.1 | 288.3 | 129.6 | 0
5:00 | -6.1 | 85.2 | 0 | 0 | 276.4 | 294.1 | 288.3 | 124.4 | 0
6:00 | 2.9 | 97.1 | 0 | 4.1 | 276.6 | 294.1 | 288.4 | 116.8 | 0
7:00 | 11.8 | 109.3 | 0 | 24.9 | 276.9 | 294.1 | 288.8 | 113.3 | 0
8:00 | 20 | 122.4 | 0 | 48.1 | 277.4 | 295.7 | 290.3 | 1.5 | 0
9:00 | 27 | 136.9 | 0 | 66.7 | 278 | 296.1 | 290.7 | 1.8 | 0
10:00 | 32.2 | 153.1 | 0 | 85.8 | 278.8 | 295.8 | 291.2 | 2.2 | 0
11:00 | 35.1 | 170.8 | 0 | 100 | 279.8 | 296.1 | 291.7 | 1.9 | 0
noon | 35.1 | -170.8 | 0 | 101.7 | 280.5 | 295.9 | 291.9 | 2 | 0
13:00 | 32.2 | -153.1 | 0 | 93 | 281.2 | 295.8 | 292.1 | 1.6 | 0
14:00 | 27 | -136.9 | 0 | 79.8 | 281.5 | 296.1 | 292 | 1.6 | 0
15:00 | 20 | -122.4 | 0 | 58.9 | 281.4 | 295.9 | 291.9 | 1.8 | 0
16:00 | 11.8 | -109.3 | 0 | 34.5 | 280.9 | 295.9 | 291.4 | 1.7 | 0
17:00 | 2.9 | -97.1 | 0 | 15.4 | 280.1 | 295.7 | 291 | 1.9 | 0
18:00 | -6.1 | -85.2 | 0 | 0 | 279.4 | 296 | 290.5 | 1.4 | 0
19:00 | -15 | -72.9 | 0 | 0 | 278.7 | 296 | 290.2 | 1.6 | 0
20:00 | -23.4 | -59.7 | 0 | 0 | 278.2 | 296 | 290 | 2.1 | 0
21:00 | -30.6 | -45 | 0 | 0 | 277.8 | 295.8 | 289.9 | 2.4 | 0
22:00 | -36 | -28.2 | 0 | 0 | 277.3 | 295.8 | 289.9 | 2.4 | 0
23:00 | -39 | -9.6 | 0 | 0 | 277.1 | 296.2 | 289.8 | 1.8 | 0
April
| solar | solar | direct | diffuse | outdoor | indoor | window | heating | blinds
| altitude | azimuth | radiation | radiation | temp. | temp. | temp. | load | closed
| (degrees) | (degrees) | (W-h/m2) | (W-h/m2) | (K) | (K) | (K) | (W-h/m2) | (% time)
midnight | -27.1 | 8.3 | 0 | 0 | 278.5 | 294.1 | 289 | 104.8 | 0
1:00 | -24.5 | 24.4 | 0 | 0 | 278.2 | 294.1 | 288.9 | 103.1 | 0
2:00 | -19.7 | 39.5 | 0 | 0 | 278 | 294.1 | 288.9 | 104.7 | 0
3:00 | -13.1 | 53.3 | 0 | 0 | 277.7 | 294.1 | 288.8 | 106.8 | 0
4:00 | -5.2 | 66 | 0 | 0 | 277.4 | 294.1 | 288.7 | 105.8 | 0
5:00 | 3.4 | 78 | 3 | 8 | 277.6 | 294.1 | 288.8 | 104.5 | 0
6:00 | 12.4 | 89.8 | 0.4 | 33.9 | 278.1 | 294.1 | 289.2 | 107.5 | 0
7:00 | 21.5 | 102 | 0 | 60.7 | 278.8 | 294.1 | 289.8 | 103.8 | 0
8:00 | 30.1 | 115.3 | 0 | 79.7 | 279.5 | 296.2 | 291.4 | 1.6 | 0
9:00 | 37.7 | 130.6 | 0 | 102.3 | 280.6 | 296.2 | 291.8 | 2.2 | 0
10:00 | 43.7 | 148.5 | 0 | 121.4 | 281.5 | 295.9 | 292.5 | 2.1 | 0
11:00 | 47 | 169.1 | 0 | 133.9 | 282.5 | 295.9 | 292.9 | 1.7 | 0
noon | 47 | -169.1 | 0 | 135.6 | 283.5 | 295.9 | 293.4 | 1.5 | 0
13:00 | 43.7 | -148.5 | 0 | 127.4 | 284.2 | 296 | 293.5 | 1.1 | 0
14:00 | 37.7 | -130.6 | 0 | 116.3 | 284.7 | 296 | 293.4 | 1 | 0
15:00 | 30.1 | -115.3 | 0 | 86.8 | 285 | 295.7 | 293.4 | 0.8 | 0
16:00 | 21.5 | -102 | 0 | 66.8 | 284.7 | 295.9 | 293.1 | 0.9 | 0
17:00 | 12.4 | -89.8 | 0.5 | 41.3 | 283.9 | 295.7 | 292.5 | 1.1 | 0
18:00 | 3.4 | -78 | 12.3 | 16.4 | 283 | 295.8 | 292.1 | 1 | 0
19:00 | -5.2 | -66 | 0 | 0 | 282 | 295.9 | 291.2 | 1.1 | 0
20:00 | -13.1 | -53.3 | 0 | 0 | 281 | 295.9 | 291 | 1.1 | 0
21:00 | -19.7 | -39.5 | 0 | 0 | 280 | 295.9 | 290.6 | 1.3 | 0
22:00 | -24.5 | -24.4 | 0 | 0 | 279.3 | 296 | 290.3 | 1.5 | 0
23:00 | -27.1 | -8.3 | 0 | 0 | 278.6 | 296.1 | 290.2 | 1.8 | 0
May
| solar | solar | direct | diffuse | outdoor | indoor | window | heating | blinds
| altitude | azimuth | radiation | radiation | temp. | temp. | temp. | load | closed
| (degrees) | (degrees) | (W-h/m2) | (W-h/m2) | (K) | (K) | (K) | (W-h/m2) | (% time)
midnight | -17.9 | 7.4 | 0 | 0 | 281 | 294.1 | 289.8 | 75.1 | 0
1:00 | -15.5 | 22 | 0 | 0 | 280.8 | 294.1 | 289.7 | 75.9 | 0
2:00 | -11.1 | 35.8 | 0 | 0 | 280.5 | 294.1 | 289.7 | 76.3 | 0
3:00 | -5 | 48.7 | 0 | 0 | 280.2 | 294.1 | 289.5 | 75 | 0
4:00 | 2.4 | 60.8 | 12.8 | 10.9 | 280.2 | 294.1 | 289.8 | 76.9 | 0
5:00 | 10.7 | 72.3 | 41.5 | 40.6 | 280.5 | 294.1 | 290.5 | 75.7 | 0
6:00 | 19.6 | 83.7 | 18 | 62.9 | 280.9 | 294.1 | 290.6 | 75.8 | 0
7:00 | 28.7 | 95.6 | 0 | 84.8 | 281.8 | 294.1 | 291 | 67.1 | 0
8:00 | 37.6 | 108.8 | 0 | 101.3 | 282.7 | 295.9 | 292.8 | 0.9 | 0
9:00 | 45.8 | 124.4 | 0 | 131.7 | 283.7 | 296 | 293.3 | 1 | 0
10:00 | 52.4 | 143.6 | 0 | 145.9 | 284.8 | 296.1 | 293.8 | 0.8 | 0
11:00 | 56.2 | 167.2 | 0 | 152.2 | 285.8 | 295.8 | 294.5 | 0.5 | 0
noon | 56.2 | -167.2 | 0 | 145.7 | 286.8 | 296 | 294.5 | 0.4 | 0
13:00 | 52.4 | -143.6 | 0 | 137.1 | 287.6 | 296.3 | 294.9 | 0.3 | 0
14:00 | 45.8 | -124.4 | 0 | 134.2 | 288 | 296.3 | 295 | 0.4 | 0
15:00 | 37.6 | -108.8 | 0 | 116.3 | 288 | 296.5 | 294.8 | 0.3 | 0
16:00 | 28.7 | -95.6 | 0 | 97.6 | 287.9 | 296.4 | 294.3 | 0.3 | 0
17:00 | 19.6 | -83.7 | 19 | 74.3 | 287.3 | 296 | 294.1 | 0.3 | 0
18:00 | 10.7 | -72.3 | 47.9 | 48.7 | 286.3 | 295.9 | 293.8 | 0.3 | 0
19:00 | 2.4 | -60.8 | 25.2 | 18.1 | 285.1 | 296 | 292.9 | 0.4 | 0
20:00 | -5 | -48.7 | 0 | 0 | 284 | 295.9 | 292.2 | 0.4 | 0
21:00 | -11.1 | -35.8 | 0 | 0 | 283.1 | 295.8 | 291.8 | 0.5 | 0
22:00 | -15.5 | -22 | 0 | 0 | 282.3 | 295.9 | 291.4 | 0.6 | 0
23:00 | -17.9 | -7.4 | 0 | 0 | 281.5 | 295.9 | 291 | 0.7 | 0
June
| solar | solar | direct | diffuse | outdoor | indoor | window | heating | blinds
| altitude | azimuth | radiation | radiation | temp. | temp. | temp. | load | closed
| (degrees) | (degrees) | (W-h/m2) | (W-h/m2) | (K) | (K) | (K) | (W-h/m2) | (% time)
midnight | -13.8 | 7 | 0 | 0 | 284.5 | 294.1 | 290.9 | 42.4 | 0
1:00 | -11.6 | 21 | 0 | 0 | 284.2 | 294.1 | 290.9 | 41.4 | 0
2:00 | -7.3 | 34.3 | 0 | 0 | 283.9 | 294.1 | 290.7 | 38.1 | 0
3:00 | -1.4 | 46.7 | 0 | 0 | 283.6 | 294.1 | 290.6 | 37.1 | 0
4:00 | 5.8 | 58.4 | 47 | 27.4 | 283.7 | 294.2 | 291.6 | 38.3 | 0
5:00 | 14 | 69.7 | 54.6 | 52.4 | 284.2 | 294.3 | 292.1 | 37.9 | 0
6:00 | 22.8 | 80.8 | 26.7 | 76.8 | 284.6 | 294.4 | 292.2 | 38.8 | 0
7:00 | 31.9 | 92.5 | 0 | 90.6 | 285.2 | 294.4 | 292.3 | 37.5 | 0
8:00 | 40.9 | 105.5 | 0 | 104.6 | 286.2 | 296.1 | 294.1 | 0.3 | 0
9:00 | 49.2 | 121 | 0 | 130.5 | 287.2 | 296.4 | 294.6 | 0.3 | 0
10:00 | 56.1 | 140.8 | 0 | 140.9 | 288.1 | 296.4 | 295.2 | 0.2 | 0
11:00 | 60.2 | 166 | 0 | 149.1 | 289.1 | 296.7 | 295.8 | 0.2 | 0
noon | 60.2 | -166 | 0 | 150.4 | 290 | 297.2 | 296.3 | 0.1 | 0
13:00 | 56.1 | -140.8 | 0 | 149.6 | 290.6 | 297.4 | 296.7 | 0 | 0
14:00 | 49.2 | -121 | 0 | 133.5 | 291 | 297.3 | 296.7 | 0 | 0
15:00 | 40.9 | -105.5 | 0 | 111.8 | 291.1 | 297.2 | 296.4 | 0 | 0
16:00 | 31.9 | -92.5 | 0 | 113.1 | 290.9 | 297.1 | 296.1 | 0 | 0
17:00 | 22.8 | -80.8 | 25.1 | 93.4 | 290.2 | 296.8 | 295.7 | 0.2 | 0
18:00 | 14 | -69.7 | 50.8 | 67.2 | 289.3 | 296.4 | 295.4 | 0.1 | 0
19:00 | 5.8 | -58.4 | 47.8 | 41 | 288.3 | 296.5 | 294.6 | 0.2 | 0
20:00 | -1.4 | -46.7 | 0 | 0 | 287.4 | 296.1 | 293.5 | 0.2 | 0
21:00 | -7.3 | -34.3 | 0 | 0 | 286.4 | 296 | 293 | 0.2 | 0
22:00 | -11.6 | -21 | 0 | 0 | 285.7 | 296.1 | 292.7 | 0.3 | 0
23:00 | -13.8 | -7 | 0 | 0 | 284.8 | 296.1 | 292.3 | 0.3 | 0
July
| solar | solar | direct | diffuse | outdoor | indoor | window | heating | blinds
| altitude | azimuth | radiation | radiation | temp. | temp. | temp. | load | closed
| (degrees) | (degrees) | (W-h/m2) | (W-h/m2) | (K) | (K) | (K) | (W-h/m2) | (% time)
midnight | -15.9 | 7.2 | 0 | 0 | 286.4 | 295 | 292.2 | 15.5 | 0
1:00 | -13.7 | 21.5 | 0 | 0 | 286.1 | 294.6 | 291.8 | 19.1 | 0
2:00 | -9.3 | 35.1 | 0 | 0 | 285.6 | 294.3 | 291.5 | 19.4 | 0
3:00 | -3.3 | 47.8 | 0 | 0 | 285.3 | 294.2 | 291.3 | 17.9 | 0
4:00 | 4 | 59.7 | 7.4 | 13.9 | 285.5 | 294.2 | 291.6 | 18.7 | 0
5:00 | 12.3 | 71 | 22.1 | 43.4 | 285.8 | 294.7 | 292.4 | 16.4 | 0
6:00 | 21.1 | 82.3 | 12.9 | 72.5 | 286.4 | 295.2 | 293 | 16.6 | 0
7:00 | 30.2 | 94.1 | 0 | 90.2 | 286.8 | 295.6 | 293.6 | 14.5 | 0
8:00 | 39.2 | 107.3 | 0 | 107.5 | 287.6 | 297.1 | 295.3 | 0 | 0
9:00 | 47.4 | 122.8 | 0 | 130 | 288.7 | 297 | 295.8 | 0 | 0
10:00 | 54.2 | 142.4 | 0 | 152.9 | 289.7 | 297 | 296.4 | 0 | 0
11:00 | 58.1 | 166.6 | 0 | 166.1 | 290.7 | 297.3 | 297 | 0 | 0
noon | 58.1 | -166.6 | 0 | 174.3 | 291.7 | 297.7 | 297.6 | 0 | 0
13:00 | 54.2 | -142.4 | 0 | 161.4 | 292.5 | 297.8 | 297.8 | 0 | 0
14:00 | 47.4 | -122.8 | 0 | 145.3 | 292.9 | 297.5 | 297.5 | 0 | 0
15:00 | 39.2 | -107.3 | 0 | 120.5 | 293 | 297.5 | 297.3 | 0 | 0
16:00 | 30.2 | -94.1 | 0 | 114.7 | 292.8 | 297.4 | 297.1 | 0 | 0
17:00 | 21.1 | -82.3 | 18.9 | 91.1 | 292.4 | 297.4 | 296.8 | 0 | 0
18:00 | 12.3 | -71 | 59.5 | 68.5 | 291.5 | 297.5 | 296.8 | 0 | 0
19:00 | 4 | -59.7 | 57.7 | 35.1 | 290.4 | 297.2 | 296.2 | 0 | 0
20:00 | -3.3 | -47.8 | 0 | 0 | 289.3 | 297.4 | 294.4 | 0 | 0
21:00 | -9.3 | -35.1 | 0 | 0 | 288.4 | 296.9 | 294.3 | 0 | 0
22:00 | -13.7 | -21.5 | 0 | 0 | 287.5 | 296.9 | 293.9 | 0 | 0
23:00 | -15.9 | -7.2 | 0 | 0 | 286.8 | 297.1 | 293.6 | 0 | 0
August
| solar | solar | direct | diffuse | outdoor | indoor | window | heating | blinds
| altitude | azimuth | radiation | radiation | temp. | temp. | temp. | load | closed
| (degrees) | (degrees) | (W-h/m2) | (W-h/m2) | (K) | (K) | (K) | (W-h/m2) | (% time)
midnight | -23.7 | 7.9 | 0 | 0 | 286.4 | 294.7 | 292 | 13.5 | 0
1:00 | -21.3 | 23.5 | 0 | 0 | 286 | 294.5 | 291.7 | 14.9 | 0
2:00 | -16.6 | 38.1 | 0 | 0 | 285.9 | 294.3 | 291.5 | 16.6 | 0
3:00 | -10.1 | 51.6 | 0 | 0 | 285.4 | 294.2 | 291.3 | 17.8 | 0
4:00 | -2.4 | 64.1 | 0 | 0 | 285.1 | 294.2 | 291.2 | 20.1 | 0
5:00 | 6 | 75.9 | 12.7 | 19 | 285.3 | 294.3 | 291.6 | 18.9 | 0
6:00 | 15.1 | 87.6 | 5.8 | 45.6 | 285.9 | 294.6 | 292.2 | 17.7 | 0
7:00 | 24.2 | 99.7 | 0 | 76 | 286.5 | 295.2 | 293.1 | 17.7 | 0
8:00 | 32.9 | 113.1 | 0 | 96.4 | 287.3 | 296.8 | 294.7 | 0 | 0
9:00 | 40.7 | 128.5 | 0 | 119 | 288.2 | 297 | 295.3 | 0 | 0
10:00 | 46.9 | 146.9 | 0 | 144.3 | 289.3 | 297.1 | 296 | 0 | 0
11:00 | 50.3 | 168.5 | 0 | 156.9 | 290.4 | 297.2 | 296.5 | 0 | 0
noon | 50.3 | -168.5 | 0 | 169.1 | 291.3 | 297.3 | 297 | 0 | 0
13:00 | 46.9 | -146.9 | 0 | 150.2 | 292 | 297.5 | 297.3 | 0 | 0
14:00 | 40.7 | -128.5 | 0 | 130.8 | 292.5 | 297.3 | 297.3 | 0 | 0
15:00 | 32.9 | -113.1 | 0 | 103.7 | 292.6 | 297.6 | 297 | 0 | 0
16:00 | 24.2 | -99.7 | 0 | 76.7 | 292.2 | 297.4 | 296.6 | 0 | 0
17:00 | 15.1 | -87.6 | 6.3 | 56.4 | 291.7 | 297.3 | 296.1 | 0 | 0
18:00 | 6 | -75.9 | 24.9 | 35.1 | 290.9 | 297.3 | 295.9 | 0 | 0
19:00 | -2.4 | -64.1 | 0 | 6 | 289.9 | 297.3 | 294.8 | 0 | 0
20:00 | -10.1 | -51.6 | 0 | 0 | 289 | 297.2 | 294.4 | 0 | 0
21:00 | -16.6 | -38.1 | 0 | 0 | 288.1 | 296.9 | 294.2 | 0 | 0
22:00 | -21.3 | -23.5 | 0 | 0 | 287.3 | 296.7 | 293.5 | 0 | 0
23:00 | -23.7 | -7.9 | 0 | 0 | 286.6 | 296.8 | 293.5 | 0 | 0
September
| solar | solar | direct | diffuse | outdoor | indoor | window | heating | blinds
| altitude | azimuth | radiation | radiation | temp. | temp. | temp. | load | closed
| (degrees) | (degrees) | (W-h/m2) | (W-h/m2) | (K) | (K) | (K) | (W-h/m2) | (% time)
midnight | -35.1 | 9.1 | 0 | 0 | 284.9 | 294.9 | 291.7 | 42.1 | 0
1:00 | -32.3 | 26.9 | 0 | 0 | 284.8 | 294.6 | 291.4 | 42.4 | 0
2:00 | -27.1 | 43.1 | 0 | 0 | 284.5 | 294.4 | 291.2 | 41.9 | 0
3:00 | -20 | 57.5 | 0 | 0 | 284.3 | 294.3 | 291 | 41.4 | 0
4:00 | -11.8 | 70.6 | 0 | 0 | 284.1 | 294.2 | 290.9 | 42.1 | 0
5:00 | -3 | 82.8 | 0 | 0.3 | 284 | 294.2 | 290.8 | 44.2 | 0
6:00 | 6 | 94.7 | 0 | 19.9 | 284.3 | 294.2 | 291.1 | 42 | 0
7:00 | 15 | 107 | 0 | 44.4 | 284.7 | 294.5 | 291.7 | 37 | 0
8:00 | 23.3 | 120.2 | 0 | 67.9 | 285.4 | 297 | 293.6 | 0.4 | 0
9:00 | 30.6 | 135 | 0 | 89.9 | 286.1 | 297.1 | 294 | 0.5 | 0
10:00 | 36 | 151.7 | 0 | 104.9 | 286.8 | 296.8 | 294.6 | 0.4 | 0
11:00 | 39 | 170.3 | 0 | 105.9 | 287.6 | 297.2 | 294.8 | 0.2 | 0
noon | 39 | -170.3 | 0 | 104.9 | 288.3 | 296.7 | 295.3 | 0.2 | 0
13:00 | 36 | -151.7 | 0 | 101.4 | 288.9 | 296.9 | 295.5 | 0.2 | 0
14:00 | 30.6 | -135 | 0 | 92.6 | 289.4 | 297.2 | 295.4 | 0.2 | 0
15:00 | 23.3 | -120.2 | 0 | 73.2 | 289.5 | 297.2 | 295.2 | 0.1 | 0
16:00 | 15 | -107 | 0 | 44.6 | 289.3 | 296.9 | 295 | 0 | 0
17:00 | 6 | -94.7 | 0 | 23.9 | 288.6 | 297 | 294.4 | 0.1 | 0
18:00 | -3 | -82.8 | 0 | 2.4 | 287.8 | 296.9 | 294 | 0.2 | 0
19:00 | -11.8 | -70.6 | 0 | 0 | 287.1 | 296.8 | 293.7 | 0.3 | 0
20:00 | -20 | -57.5 | 0 | 0 | 286.5 | 296.7 | 293.5 | 0.4 | 0
21:00 | -27.1 | -43.1 | 0 | 0 | 285.9 | 296.6 | 293.1 | 0.4 | 0
22:00 | -32.3 | -26.9 | 0 | 0 | 285.3 | 296.7 | 293 | 0.5 | 0
23:00 | -35.1 | -9.1 | 0 | 0 | 285 | 296.7 | 292.9 | 0.5 | 0
October
| solar | solar | direct | diffuse | outdoor | indoor | window | heating | blinds
| altitude | azimuth | radiation | radiation | temp. | temp. | temp. | load | closed
| (degrees) | (degrees) | (W-h/m2) | (W-h/m2) | (K) | (K) | (K) | (W-h/m2) | (% time)
midnight | -47 | 10.8 | 0 | 0 | 282.1 | 294.2 | 290.3 | 57.4 | 0
1:00 | -43.7 | 31.4 | 0 | 0 | 282.1 | 294.1 | 290.2 | 56.7 | 0
2:00 | -37.8 | 49.3 | 0 | 0 | 282 | 294.1 | 290.1 | 58.2 | 0
3:00 | -30.1 | 64.6 | 0 | 0 | 281.8 | 294.1 | 290.1 | 59.1 | 0
4:00 | -21.5 | 78 | 0 | 0 | 281.8 | 294.1 | 290.1 | 60.6 | 0
5:00 | -12.4 | 90.2 | 0 | 0 | 281.7 | 294.1 | 290 | 65.3 | 0
6:00 | -3.4 | 102 | 0 | 0.8 | 281.8 | 294.1 | 290.1 | 66 | 0
7:00 | 5.2 | 114 | 0 | 16.8 | 282.2 | 294.1 | 290.4 | 64.6 | 0
8:00 | 13 | 126.6 | 0 | 37.6 | 282.6 | 295.9 | 291.8 | 0.6 | 0
9:00 | 19.7 | 140.4 | 0 | 61.3 | 283.3 | 296.2 | 292.6 | 0.8 | 0
10:00 | 24.5 | 155.5 | 0 | 70.4 | 283.9 | 296.4 | 292.7 | 0.9 | 0
11:00 | 27.1 | 171.7 | 0 | 81.3 | 284.6 | 296.1 | 293.1 | 0.7 | 0
noon | 27.1 | -171.7 | 0 | 79 | 285.1 | 296.1 | 293.2 | 0.8 | 0
13:00 | 24.5 | -155.5 | 0 | 65.6 | 285.4 | 296.4 | 293.3 | 0.6 | 0
14:00 | 19.7 | -140.4 | 0 | 49.7 | 285.5 | 296 | 292.9 | 0.7 | 0
15:00 | 13 | -126.6 | 0 | 33.4 | 285.3 | 296.2 | 292.8 | 0.5 | 0
16:00 | 5.2 | -114 | 0 | 14.6 | 284.7 | 296.1 | 292.5 | 0.5 | 0
17:00 | -3.4 | -102 | 0 | 0.4 | 284.1 | 296.1 | 292 | 0.6 | 0
18:00 | -12.4 | -90.2 | 0 | 0 | 283.5 | 296.1 | 292 | 0.7 | 0
19:00 | -21.5 | -78 | 0 | 0 | 283.1 | 296.2 | 291.9 | 0.6 | 0
20:00 | -30.1 | -64.6 | 0 | 0 | 282.8 | 295.9 | 291.8 | 0.8 | 0
21:00 | -37.8 | -49.3 | 0 | 0 | 282.5 | 296 | 291.5 | 0.6 | 0
22:00 | -43.7 | -31.4 | 0 | 0 | 282.4 | 296.3 | 291.4 | 0.5 | 0
23:00 | -47 | -10.8 | 0 | 0 | 282.2 | 296.3 | 291.5 | 0.6 | 0
November
| solar | solar | direct | diffuse | outdoor | indoor | window | heating | blinds
| altitude | azimuth | radiation | radiation | temp. | temp. | temp. | load | closed
| (degrees) | (degrees) | (W-h/m2) | (W-h/m2) | (K) | (K) | (K) | (W-h/m2) | (% time)
midnight | -56.2 | 12.8 | 0 | 0 | 278.9 | 294.1 | 289.1 | 103.3 | 0
1:00 | -52.4 | 36.3 | 0 | 0 | 278.8 | 294.1 | 289.1 | 103.9 | 0
2:00 | -45.8 | 55.6 | 0 | 0 | 278.6 | 294.1 | 289.1 | 110.1 | 0
3:00 | -37.7 | 71.1 | 0 | 0 | 278.5 | 294.1 | 289 | 106.5 | 0
4:00 | -28.8 | 84.3 | 0 | 0 | 278.4 | 294.1 | 289 | 102.4 | 0
5:00 | -19.7 | 96.2 | 0 | 0 | 278.4 | 294.1 | 289 | 105.9 | 0
6:00 | -10.7 | 107.7 | 0 | 0 | 278.3 | 294.1 | 289 | 106.2 | 0
7:00 | -2.4 | 119.2 | 0 | 1 | 278.2 | 294.1 | 288.9 | 106.8 | 0
8:00 | 5 | 131.2 | 0 | 16 | 278.4 | 295.3 | 290.7 | 1.3 | 0
9:00 | 11.1 | 144.1 | 0 | 30.1 | 278.8 | 296 | 290.8 | 1.6 | 0
10:00 | 15.5 | 157.9 | 0 | 45.9 | 279.2 | 296 | 291 | 1.7 | 0
11:00 | 17.8 | 172.5 | 0 | 57.8 | 279.7 | 296 | 291.2 | 1.7 | 0
noon | 17.8 | -172.5 | 0 | 55.3 | 280.1 | 296.1 | 291.3 | 1.7 | 0
13:00 | 15.5 | -157.9 | 0 | 47.3 | 280.3 | 295.8 | 291.4 | 1.9 | 0
14:00 | 11.1 | -144.1 | 0 | 30.2 | 280.4 | 295.7 | 291 | 1.5 | 0
15:00 | 5 | -131.2 | 0 | 12.9 | 280.2 | 295.6 | 290.8 | 1.4 | 0
16:00 | -2.4 | -119.2 | 0 | 0 | 280 | 295.7 | 290.7 | 1.2 | 0
17:00 | -10.7 | -107.7 | 0 | 0 | 279.7 | 295.6 | 290.7 | 1.1 | 0
18:00 | -19.7 | -96.2 | 0 | 0 | 279.6 | 295.9 | 290.5 | 1.1 | 0
19:00 | -28.8 | -84.3 | 0 | 0 | 279.4 | 296.2 | 290.4 | 1.2 | 0
20:00 | -37.7 | -71.1 | 0 | 0 | 279.4 | 296.2 | 290.7 | 1.5 | 0
21:00 | -45.8 | -55.6 | 0 | 0 | 279.2 | 295.5 | 290.6 | 1.6 | 0
22:00 | -52.4 | -36.3 | 0 | 0 | 279 | 295.7 | 290.6 | 1.3 | 0
23:00 | -56.2 | -12.8 | 0 | 0 | 278.8 | 296 | 290.4 | 1.1 | 0
December
| solar | solar | direct | diffuse | outdoor | indoor | window | heating | blinds
| altitude | azimuth | radiation | radiation | temp. | temp. | temp. | load | closed
| (degrees) | (degrees) | (W-h/m2) | (W-h/m2) | (K) | (K) | (K) | (W-h/m2) | (% time)
midnight | -60.2 | 13.9 | 0 | 0 | 276.9 | 294.1 | 288.5 | 108.2 | 0
1:00 | -56.1 | 39.1 | 0 | 0 | 276.8 | 294.1 | 288.5 | 112 | 0
2:00 | -49.2 | 58.9 | 0 | 0 | 276.8 | 294.1 | 288.5 | 112.3 | 0
3:00 | -40.9 | 74.4 | 0 | 0 | 276.8 | 294.1 | 288.5 | 112.3 | 0
4:00 | -31.9 | 87.4 | 0 | 0 | 276.9 | 294.1 | 288.5 | 109.7 | 0
5:00 | -22.8 | 99.1 | 0 | 0 | 277 | 294.1 | 288.5 | 112.7 | 0
6:00 | -14 | 110.2 | 0 | 0 | 276.9 | 294.1 | 288.5 | 109.9 | 0
7:00 | -5.8 | 121.5 | 0 | 0 | 276.9 | 294.1 | 288.5 | 107.1 | 0
8:00 | 1.4 | 133.2 | 0 | 1.8 | 277.1 | 296 | 290.4 | 0.5 | 0
9:00 | 7.3 | 145.7 | 0 | 14.9 | 277.3 | 295.7 | 290.2 | 2.4 | 0
10:00 | 11.6 | 158.9 | 0 | 28.6 | 277.7 | 295.8 | 290.1 | 2.4 | 0
11:00 | 13.8 | 172.9 | 0 | 36.8 | 277.9 | 295.9 | 290.5 | 2.3 | 0
noon | 13.8 | -172.9 | 0 | 37.9 | 278.2 | 296 | 290.4 | 2 | 0
13:00 | 11.6 | -158.9 | 0 | 29 | 278.4 | 295.9 | 290.5 | 1.7 | 0
14:00 | 7.3 | -145.7 | 0 | 18.1 | 278.3 | 295.8 | 290.4 | 1.8 | 0
15:00 | 1.4 | -133.2 | 0 | 4.7 | 278.2 | 295.8 | 290.3 | 1.5 | 0
16:00 | -5.8 | -121.5 | 0 | 0 | 277.8 | 295.8 | 290.2 | 1.6 | 0
17:00 | -14 | -110.2 | 0 | 0 | 277.7 | 296 | 290.1 | 1.3 | 0
18:00 | -22.8 | -99.1 | 0 | 0 | 277.5 | 296.3 | 290 | 1.5 | 0
19:00 | -31.9 | -87.4 | 0 | 0 | 277.5 | 295.9 | 290.1 | 1.7 | 0
20:00 | -40.9 | -74.4 | 0 | 0 | 277.3 | 296 | 290.1 | 1.4 | 0
21:00 | -49.2 | -58.9 | 0 | 0 | 277.1 | 295.8 | 289.7 | 1.6 | 0
22:00 | -56.1 | -39.1 | 0 | 0 | 277.1 | 295.8 | 289.6 | 1.6 | 0
23:00 | -60.2 | -13.9 | 0 | 0 | 277 | 295.9 | 289.6 | 1.8 | 0

## Sheet45
Scenario One (blue)
Tue Dec 03 2019 23:22:23 GMT+0000 (Greenwich Mean Time)
Setup Information:
Building
Location | UK - London
Building length, side A | N/A
Building length, side B | N/A
Simulation Type
Simulation Type | one_sided
Window Description
Typology | dgu_nb
Glazing Type | clear
Window Area | 45%
Wall Description
Insulation R-Value | 99999999.9 m2-K/W
Occupancy
Type | Low-rise Residential
Occupancy Load | 0.000 people per m2
Lighting Requirements | 400 lux
Equipment Load | 0.00 W/m2
Room Ventilation
Air Change Rate per Occupant | 15.0 liters / sec per person
Total Air Change Rate | 0.0 roomfuls per hour
Lighting Control
Lighting Control | lights do not respond to daylight: all lights fully on while building is occupied
Representative Room
Orientation | north
Room Depth | 27 m
Room Width | 5 m
Room Height | 2.2 m
Thermal Mass
Thermal Mass | none
Overhang
Overhang Depth | 0 m
Roof
Roof Type | adiabatic roof
Simulation Results:
Primary Energy Use and CO2 Emissions
| heating | cooling | lighting | total | CO2
| energy | energy | energy | energy | emissions
| (kWh/m2) | (kWh/m2) | (kWh/m2) | (kWh/m2) | (kg/m2)
January | 33.7 | 0 | 7.3 | 41 | 8.2
February | 28.1 | 0 | 6.6 | 34.7 | 6.9
March | 32.2 | 0 | 7.3 | 39.5 | 7.9
April | 25.9 | 0 | 7.1 | 33 | 6.6
May | 18.8 | 0 | 7.3 | 26.1 | 5.2
June | 9.4 | 0 | 7.1 | 16.5 | 3.3
July | 4.3 | 0 | 7.3 | 11.6 | 2.3
August | 4.2 | 0 | 7.3 | 11.5 | 2.3
September | 10.1 | 0 | 7.1 | 17.2 | 3.4
October | 15.5 | 0 | 7.3 | 22.8 | 4.6
November | 26 | 0 | 7.1 | 33.1 | 6.6
December | 28.3 | 0 | 7.3 | 35.6 | 7.1
Total | 236.5 | 0 | 86.1 | 322.6 | 64.5 | yearly energy
January
| solar | solar | direct | diffuse | outdoor | indoor | window | heating | blinds
| altitude | azimuth | radiation | radiation | temp. | temp. | temp. | load | closed
| (degrees) | (degrees) | (W-h/m2) | (W-h/m2) | (K) | (K) | (K) | (W-h/m2) | (% time)
midnight | -58.1 | 13.3 | 0 | 0 | 275.9 | 294.1 | 288.2 | 135.5 | 0
1:00 | -54.2 | 37.6 | 0 | 0 | 275.8 | 294.1 | 288.2 | 134.9 | 0
2:00 | -47.5 | 57.1 | 0 | 0 | 275.8 | 294.1 | 288.2 | 133.4 | 0
3:00 | -39.2 | 72.7 | 0 | 0 | 275.7 | 294.1 | 288.1 | 129.2 | 0
4:00 | -30.2 | 85.8 | 0 | 0 | 275.6 | 294.1 | 288.1 | 132 | 0
5:00 | -21.1 | 97.6 | 0 | 0 | 275.6 | 294.1 | 288.1 | 131.8 | 0
6:00 | -12.3 | 108.9 | 0 | 0 | 275.5 | 294.1 | 288.1 | 129.5 | 0
7:00 | -4 | 120.3 | 0 | 0 | 275.5 | 294.1 | 288.1 | 128.3 | 0
8:00 | 3.3 | 132.2 | 0 | 5.1 | 275.7 | 296 | 289.9 | 0.6 | 0
9:00 | 9.3 | 144.9 | 0 | 20.2 | 276.1 | 295.8 | 289.8 | 2.6 | 0
10:00 | 13.6 | 158.4 | 0 | 34.6 | 276.5 | 295.6 | 290 | 2.7 | 0
11:00 | 15.9 | 172.7 | 0 | 40.5 | 276.7 | 296.2 | 290 | 1.9 | 0
noon | 15.9 | -172.7 | 0 | 42.7 | 277.2 | 295.6 | 290.4 | 2.9 | 0
13:00 | 13.6 | -158.4 | 0 | 38.1 | 277.6 | 295.9 | 290.3 | 2 | 0
14:00 | 9.3 | -144.9 | 0 | 26.7 | 277.5 | 295.9 | 290.3 | 2.4 | 0
15:00 | 3.3 | -132.2 | 0 | 13.2 | 277.3 | 295.7 | 290 | 2.2 | 0
16:00 | -4 | -120.3 | 0 | 0.6 | 277 | 295.7 | 289.9 | 1.5 | 0
17:00 | -12.3 | -108.9 | 0 | 0 | 276.8 | 295.9 | 289.8 | 2.1 | 0
18:00 | -21.1 | -97.6 | 0 | 0 | 276.5 | 295.9 | 289.5 | 2.2 | 0
19:00 | -30.2 | -85.8 | 0 | 0 | 276.3 | 296.1 | 289.5 | 1.9 | 0
20:00 | -39.2 | -72.7 | 0 | 0 | 276.1 | 295.9 | 289.4 | 2.2 | 0
21:00 | -47.5 | -57.1 | 0 | 0 | 276.1 | 295.9 | 289.3 | 2.3 | 0
22:00 | -54.2 | -37.6 | 0 | 0 | 276 | 295.8 | 289.4 | 2 | 0
23:00 | -58.1 | -13.3 | 0 | 0 | 275.9 | 295.9 | 289.2 | 2 | 0
February
| solar | solar | direct | diffuse | outdoor | indoor | window | heating | blinds
| altitude | azimuth | radiation | radiation | temp. | temp. | temp. | load | closed
| (degrees) | (degrees) | (W-h/m2) | (W-h/m2) | (K) | (K) | (K) | (W-h/m2) | (% time)
midnight | -50.4 | 11.4 | 0 | 0 | 275.4 | 294.1 | 288 | 115.9 | 0
1:00 | -46.9 | 33 | 0 | 0 | 275.3 | 294.1 | 288 | 110.4 | 0
2:00 | -40.8 | 51.4 | 0 | 0 | 275.2 | 294.1 | 288 | 114.6 | 0
3:00 | -32.9 | 66.9 | 0 | 0 | 275.2 | 294.1 | 288 | 121.2 | 0
4:00 | -24.2 | 80.2 | 0 | 0 | 275.2 | 294.1 | 288 | 123.2 | 0
5:00 | -15.1 | 92.3 | 0 | 0 | 275.1 | 294.1 | 287.9 | 127.8 | 0
6:00 | -6.1 | 104 | 0 | 0 | 275.1 | 294.1 | 287.9 | 127.6 | 0
7:00 | 2.4 | 115.9 | 0 | 2.3 | 275.1 | 294.1 | 288 | 131.2 | 0
8:00 | 10.1 | 128.3 | 0 | 20.6 | 275.5 | 295.5 | 290.1 | 1.3 | 0
9:00 | 16.5 | 141.8 | 0 | 40.4 | 276.1 | 295.9 | 289.9 | 2.3 | 0
10:00 | 21.2 | 156.4 | 0 | 55.1 | 276.7 | 295.5 | 290.4 | 3.2 | 0
11:00 | 23.7 | 172 | 0 | 60.6 | 277.3 | 296.2 | 290.5 | 2.6 | 0
noon | 23.7 | -172 | 0 | 65.1 | 277.9 | 295.9 | 290.6 | 2.6 | 0
13:00 | 21.2 | -156.4 | 0 | 57 | 278.4 | 295.9 | 290.6 | 2.3 | 0
14:00 | 16.5 | -141.8 | 0 | 53.5 | 278.5 | 295.9 | 290.7 | 2.3 | 0
15:00 | 10.1 | -128.3 | 0 | 36 | 278.3 | 295.7 | 290.6 | 2.3 | 0
16:00 | 2.4 | -115.9 | 0 | 14.5 | 277.7 | 295.7 | 289.9 | 2.3 | 0
17:00 | -6.1 | -104 | 0 | 0.3 | 277.1 | 295.6 | 289.7 | 1.7 | 0
18:00 | -15.1 | -92.3 | 0 | 0 | 276.7 | 295.7 | 289.6 | 1.6 | 0
19:00 | -24.2 | -80.2 | 0 | 0 | 276.3 | 295.8 | 289.5 | 1.8 | 0
20:00 | -32.9 | -66.9 | 0 | 0 | 276 | 295.6 | 289.4 | 1.9 | 0
21:00 | -40.8 | -51.4 | 0 | 0 | 275.7 | 296 | 289.3 | 1.8 | 0
22:00 | -46.9 | -33 | 0 | 0 | 275.5 | 295.9 | 289.1 | 1.8 | 0
23:00 | -50.4 | -11.4 | 0 | 0 | 275.4 | 295.9 | 289.4 | 1.6 | 0
March
| solar | solar | direct | diffuse | outdoor | indoor | window | heating | blinds
| altitude | azimuth | radiation | radiation | temp. | temp. | temp. | load | closed
| (degrees) | (degrees) | (W-h/m2) | (W-h/m2) | (K) | (K) | (K) | (W-h/m2) | (% time)
midnight | -39 | 9.6 | 0 | 0 | 276.9 | 294.1 | 288.5 | 127.9 | 0
1:00 | -36 | 28.2 | 0 | 0 | 276.8 | 294.1 | 288.5 | 131.7 | 0
2:00 | -30.6 | 45 | 0 | 0 | 276.7 | 294.1 | 288.4 | 135.9 | 0
3:00 | -23.4 | 59.7 | 0 | 0 | 276.5 | 294.1 | 288.4 | 128.3 | 0
4:00 | -15 | 72.9 | 0 | 0 | 276.3 | 294.1 | 288.3 | 129.6 | 0
5:00 | -6.1 | 85.2 | 0 | 0 | 276.4 | 294.1 | 288.3 | 124.4 | 0
6:00 | 2.9 | 97.1 | 0 | 4.1 | 276.6 | 294.1 | 288.4 | 116.9 | 0
7:00 | 11.8 | 109.3 | 0 | 24.9 | 276.9 | 294.1 | 288.8 | 113.4 | 0
8:00 | 20 | 122.4 | 0 | 48.1 | 277.4 | 295.7 | 290.3 | 1.5 | 0
9:00 | 27 | 136.9 | 0 | 66.7 | 278 | 296.2 | 290.6 | 1.9 | 0
10:00 | 32.2 | 153.1 | 0 | 85.8 | 278.8 | 295.7 | 291.2 | 2.2 | 0
11:00 | 35.1 | 170.8 | 0 | 100 | 279.8 | 296 | 291.8 | 1.9 | 0
noon | 35.1 | -170.8 | 0 | 101.7 | 280.5 | 295.9 | 291.8 | 1.9 | 0
13:00 | 32.2 | -153.1 | 0 | 93 | 281.2 | 295.7 | 292.2 | 1.7 | 0
14:00 | 27 | -136.9 | 0 | 79.8 | 281.5 | 296.2 | 291.9 | 1.4 | 0
15:00 | 20 | -122.4 | 0 | 58.9 | 281.4 | 296 | 291.8 | 1.7 | 0
16:00 | 11.8 | -109.3 | 0 | 34.5 | 280.9 | 296 | 291.3 | 1.8 | 0
17:00 | 2.9 | -97.1 | 0 | 15.4 | 280.1 | 295.9 | 291.1 | 1.6 | 0
18:00 | -6.1 | -85.2 | 0 | 0 | 279.4 | 295.9 | 290.7 | 1.6 | 0
19:00 | -15 | -72.9 | 0 | 0 | 278.7 | 296.1 | 290.3 | 1.3 | 0
20:00 | -23.4 | -59.7 | 0 | 0 | 278.2 | 295.8 | 290.1 | 2.2 | 0
21:00 | -30.6 | -45 | 0 | 0 | 277.8 | 295.6 | 289.9 | 2.3 | 0
22:00 | -36 | -28.2 | 0 | 0 | 277.3 | 296 | 289.8 | 2 | 0
23:00 | -39 | -9.6 | 0 | 0 | 277.1 | 295.9 | 289.8 | 2.4 | 0
April
| solar | solar | direct | diffuse | outdoor | indoor | window | heating | blinds
| altitude | azimuth | radiation | radiation | temp. | temp. | temp. | load | closed
| (degrees) | (degrees) | (W-h/m2) | (W-h/m2) | (K) | (K) | (K) | (W-h/m2) | (% time)
midnight | -27.1 | 8.3 | 0 | 0 | 278.5 | 294.1 | 289 | 104.8 | 0
1:00 | -24.5 | 24.4 | 0 | 0 | 278.2 | 294.1 | 288.9 | 103.1 | 0
2:00 | -19.7 | 39.5 | 0 | 0 | 278 | 294.1 | 288.9 | 104.8 | 0
3:00 | -13.1 | 53.3 | 0 | 0 | 277.7 | 294.1 | 288.8 | 106.8 | 0
4:00 | -5.2 | 66 | 0 | 0 | 277.4 | 294.1 | 288.7 | 105.8 | 0
5:00 | 3.4 | 78 | 3 | 8 | 277.6 | 294.1 | 288.8 | 104.6 | 0
6:00 | 12.4 | 89.8 | 0.4 | 33.9 | 278.1 | 294.1 | 289.2 | 107.5 | 0
7:00 | 21.5 | 102 | 0 | 60.7 | 278.8 | 294.1 | 289.8 | 103.8 | 0
8:00 | 30.1 | 115.3 | 0 | 79.7 | 279.5 | 296.3 | 291.4 | 1.6 | 0
9:00 | 37.7 | 130.6 | 0 | 102.3 | 280.6 | 296.2 | 291.9 | 2.2 | 0
10:00 | 43.7 | 148.5 | 0 | 121.4 | 281.5 | 296.1 | 292.4 | 2.1 | 0
11:00 | 47 | 169.1 | 0 | 133.9 | 282.5 | 295.9 | 293 | 1.7 | 0
noon | 47 | -169.1 | 0 | 135.6 | 283.5 | 295.6 | 293.5 | 1.5 | 0
13:00 | 43.7 | -148.5 | 0 | 127.4 | 284.2 | 296.1 | 293.5 | 1 | 0
14:00 | 37.7 | -130.6 | 0 | 116.3 | 284.7 | 295.8 | 293.5 | 1 | 0
15:00 | 30.1 | -115.3 | 0 | 86.8 | 285 | 295.9 | 293.5 | 0.8 | 0
16:00 | 21.5 | -102 | 0 | 66.8 | 284.7 | 295.9 | 293.1 | 0.9 | 0
17:00 | 12.4 | -89.8 | 0.5 | 41.3 | 283.9 | 295.6 | 292.4 | 1.1 | 0
18:00 | 3.4 | -78 | 12.3 | 16.4 | 283 | 296 | 291.8 | 0.9 | 0
19:00 | -5.2 | -66 | 0 | 0 | 282 | 295.8 | 291.4 | 1 | 0
20:00 | -13.1 | -53.3 | 0 | 0 | 281 | 296 | 291 | 1.2 | 0
21:00 | -19.7 | -39.5 | 0 | 0 | 280 | 295.8 | 290.7 | 1.4 | 0
22:00 | -24.5 | -24.4 | 0 | 0 | 279.3 | 296 | 290.4 | 1.4 | 0
23:00 | -27.1 | -8.3 | 0 | 0 | 278.6 | 296.3 | 290.3 | 1.5 | 0
May
| solar | solar | direct | diffuse | outdoor | indoor | window | heating | blinds
| altitude | azimuth | radiation | radiation | temp. | temp. | temp. | load | closed
| (degrees) | (degrees) | (W-h/m2) | (W-h/m2) | (K) | (K) | (K) | (W-h/m2) | (% time)
midnight | -17.9 | 7.4 | 0 | 0 | 281 | 294.1 | 289.8 | 75.3 | 0
1:00 | -15.5 | 22 | 0 | 0 | 280.8 | 294.1 | 289.7 | 75.9 | 0
2:00 | -11.1 | 35.8 | 0 | 0 | 280.5 | 294.1 | 289.7 | 76.4 | 0
3:00 | -5 | 48.7 | 0 | 0 | 280.2 | 294.1 | 289.5 | 75 | 0
4:00 | 2.4 | 60.8 | 12.8 | 10.9 | 280.2 | 294.1 | 289.8 | 76.9 | 0
5:00 | 10.7 | 72.3 | 41.5 | 40.6 | 280.5 | 294.1 | 290.5 | 75.7 | 0
6:00 | 19.6 | 83.7 | 18 | 62.9 | 280.9 | 294.1 | 290.6 | 75.8 | 0
7:00 | 28.7 | 95.6 | 0 | 84.8 | 281.8 | 294.1 | 291 | 67.1 | 0
8:00 | 37.6 | 108.8 | 0 | 101.3 | 282.7 | 295.9 | 292.9 | 0.9 | 0
9:00 | 45.8 | 124.4 | 0 | 131.7 | 283.7 | 295.9 | 293.3 | 1 | 0
10:00 | 52.4 | 143.6 | 0 | 145.9 | 284.8 | 296.2 | 293.7 | 0.8 | 0
11:00 | 56.2 | 167.2 | 0 | 152.2 | 285.8 | 295.8 | 294.4 | 0.5 | 0
noon | 56.2 | -167.2 | 0 | 145.7 | 286.8 | 295.9 | 294.5 | 0.5 | 0
13:00 | 52.4 | -143.6 | 0 | 137.1 | 287.6 | 296.4 | 295 | 0.3 | 0
14:00 | 45.8 | -124.4 | 0 | 134.2 | 288 | 296.1 | 295.1 | 0.4 | 0
15:00 | 37.6 | -108.8 | 0 | 116.3 | 288 | 296.1 | 294.7 | 0.3 | 0
16:00 | 28.7 | -95.6 | 0 | 97.6 | 287.9 | 296.3 | 294.6 | 0.3 | 0
17:00 | 19.6 | -83.7 | 19 | 74.3 | 287.3 | 296 | 294.1 | 0.3 | 0
18:00 | 10.7 | -72.3 | 47.9 | 48.7 | 286.3 | 296.1 | 293.9 | 0.3 | 0
19:00 | 2.4 | -60.8 | 25.2 | 18.1 | 285.1 | 295.7 | 293.1 | 0.4 | 0
20:00 | -5 | -48.7 | 0 | 0 | 284 | 295.8 | 292.1 | 0.4 | 0
21:00 | -11.1 | -35.8 | 0 | 0 | 283.1 | 295.9 | 291.7 | 0.4 | 0
22:00 | -15.5 | -22 | 0 | 0 | 282.3 | 296.1 | 291.5 | 0.6 | 0
23:00 | -17.9 | -7.4 | 0 | 0 | 281.5 | 295.8 | 291.4 | 0.8 | 0
June
| solar | solar | direct | diffuse | outdoor | indoor | window | heating | blinds
| altitude | azimuth | radiation | radiation | temp. | temp. | temp. | load | closed
| (degrees) | (degrees) | (W-h/m2) | (W-h/m2) | (K) | (K) | (K) | (W-h/m2) | (% time)
midnight | -13.8 | 7 | 0 | 0 | 284.5 | 294.1 | 290.9 | 42.4 | 0
1:00 | -11.6 | 21 | 0 | 0 | 284.2 | 294.1 | 290.9 | 41.5 | 0
2:00 | -7.3 | 34.3 | 0 | 0 | 283.9 | 294.1 | 290.7 | 38.2 | 0
3:00 | -1.4 | 46.7 | 0 | 0 | 283.6 | 294.1 | 290.6 | 37.1 | 0
4:00 | 5.8 | 58.4 | 47 | 27.4 | 283.7 | 294.2 | 291.6 | 38.3 | 0
5:00 | 14 | 69.7 | 54.6 | 52.4 | 284.2 | 294.3 | 292.1 | 37.9 | 0
6:00 | 22.8 | 80.8 | 26.7 | 76.8 | 284.6 | 294.4 | 292.1 | 38.8 | 0
7:00 | 31.9 | 92.5 | 0 | 90.6 | 285.2 | 294.3 | 292.3 | 37.5 | 0
8:00 | 40.9 | 105.5 | 0 | 104.6 | 286.2 | 296 | 294.2 | 0.3 | 0
9:00 | 49.2 | 121 | 0 | 130.5 | 287.2 | 296.4 | 294.7 | 0.3 | 0
10:00 | 56.1 | 140.8 | 0 | 140.9 | 288.1 | 296.3 | 295.1 | 0.2 | 0
11:00 | 60.2 | 166 | 0 | 149.1 | 289.1 | 296.8 | 295.8 | 0.2 | 0
noon | 60.2 | -166 | 0 | 150.4 | 290 | 297.3 | 296.3 | 0.1 | 0
13:00 | 56.1 | -140.8 | 0 | 149.6 | 290.6 | 297.4 | 296.7 | 0 | 0
14:00 | 49.2 | -121 | 0 | 133.5 | 291 | 297.5 | 296.5 | 0 | 0
15:00 | 40.9 | -105.5 | 0 | 111.8 | 291.1 | 297.3 | 296.4 | 0 | 0
16:00 | 31.9 | -92.5 | 0 | 113.1 | 290.9 | 297 | 296.2 | 0 | 0
17:00 | 22.8 | -80.8 | 25.1 | 93.4 | 290.2 | 296.8 | 295.8 | 0.2 | 0
18:00 | 14 | -69.7 | 50.8 | 67.2 | 289.3 | 296.4 | 295.4 | 0.2 | 0
19:00 | 5.8 | -58.4 | 47.8 | 41 | 288.3 | 296.4 | 294.9 | 0.2 | 0
20:00 | -1.4 | -46.7 | 0 | 0 | 287.4 | 296.2 | 293.3 | 0.2 | 0
21:00 | -7.3 | -34.3 | 0 | 0 | 286.4 | 296.3 | 292.9 | 0.2 | 0
22:00 | -11.6 | -21 | 0 | 0 | 285.7 | 296.1 | 292.7 | 0.3 | 0
23:00 | -13.8 | -7 | 0 | 0 | 284.8 | 296.1 | 292.4 | 0.3 | 0
July
| solar | solar | direct | diffuse | outdoor | indoor | window | heating | blinds
| altitude | azimuth | radiation | radiation | temp. | temp. | temp. | load | closed
| (degrees) | (degrees) | (W-h/m2) | (W-h/m2) | (K) | (K) | (K) | (W-h/m2) | (% time)
midnight | -15.9 | 7.2 | 0 | 0 | 286.4 | 295 | 292.2 | 15.5 | 0
1:00 | -13.7 | 21.5 | 0 | 0 | 286.1 | 294.6 | 291.8 | 19.1 | 0
2:00 | -9.3 | 35.1 | 0 | 0 | 285.6 | 294.3 | 291.5 | 19.4 | 0
3:00 | -3.3 | 47.8 | 0 | 0 | 285.3 | 294.2 | 291.3 | 17.9 | 0
4:00 | 4 | 59.7 | 7.4 | 13.9 | 285.5 | 294.2 | 291.6 | 18.7 | 0
5:00 | 12.3 | 71 | 22.1 | 43.4 | 285.8 | 294.6 | 292.4 | 16.4 | 0
6:00 | 21.1 | 82.3 | 12.9 | 72.5 | 286.4 | 295.2 | 293.1 | 16.6 | 0
7:00 | 30.2 | 94.1 | 0 | 90.2 | 286.8 | 295.5 | 293.6 | 14.5 | 0
8:00 | 39.2 | 107.3 | 0 | 107.5 | 287.6 | 297.1 | 295.3 | 0 | 0
9:00 | 47.4 | 122.8 | 0 | 130 | 288.7 | 297 | 295.8 | 0 | 0
10:00 | 54.2 | 142.4 | 0 | 152.9 | 289.7 | 297.2 | 296.5 | 0 | 0
11:00 | 58.1 | 166.6 | 0 | 166.1 | 290.7 | 297.5 | 297.1 | 0 | 0
noon | 58.1 | -166.6 | 0 | 174.3 | 291.7 | 297.7 | 297.6 | 0 | 0
13:00 | 54.2 | -142.4 | 0 | 161.4 | 292.5 | 297.8 | 297.8 | 0 | 0
14:00 | 47.4 | -122.8 | 0 | 145.3 | 292.9 | 297.5 | 297.6 | 0 | 0
15:00 | 39.2 | -107.3 | 0 | 120.5 | 293 | 297.5 | 297.2 | 0 | 0
16:00 | 30.2 | -94.1 | 0 | 114.7 | 292.8 | 297.5 | 297.1 | 0 | 0
17:00 | 21.1 | -82.3 | 18.9 | 91.1 | 292.4 | 297.3 | 296.8 | 0 | 0
18:00 | 12.3 | -71 | 59.5 | 68.5 | 291.5 | 297.6 | 296.8 | 0 | 0
19:00 | 4 | -59.7 | 57.7 | 35.1 | 290.4 | 297.4 | 296.1 | 0 | 0
20:00 | -3.3 | -47.8 | 0 | 0 | 289.3 | 297.3 | 294.4 | 0 | 0
21:00 | -9.3 | -35.1 | 0 | 0 | 288.4 | 296.8 | 294.4 | 0.1 | 0
22:00 | -13.7 | -21.5 | 0 | 0 | 287.5 | 297.1 | 293.8 | 0 | 0
23:00 | -15.9 | -7.2 | 0 | 0 | 286.8 | 296.8 | 293.7 | 0 | 0
August
| solar | solar | direct | diffuse | outdoor | indoor | window | heating | blinds
| altitude | azimuth | radiation | radiation | temp. | temp. | temp. | load | closed
| (degrees) | (degrees) | (W-h/m2) | (W-h/m2) | (K) | (K) | (K) | (W-h/m2) | (% time)
midnight | -23.7 | 7.9 | 0 | 0 | 286.4 | 294.7 | 292 | 13.5 | 0
1:00 | -21.3 | 23.5 | 0 | 0 | 286 | 294.4 | 291.7 | 15 | 0
2:00 | -16.6 | 38.1 | 0 | 0 | 285.9 | 294.3 | 291.5 | 16.6 | 0
3:00 | -10.1 | 51.6 | 0 | 0 | 285.4 | 294.2 | 291.3 | 17.8 | 0
4:00 | -2.4 | 64.1 | 0 | 0 | 285.1 | 294.2 | 291.2 | 20.1 | 0
5:00 | 6 | 75.9 | 12.7 | 19 | 285.3 | 294.3 | 291.6 | 18.9 | 0
6:00 | 15.1 | 87.6 | 5.8 | 45.6 | 285.9 | 294.6 | 292.2 | 17.7 | 0
7:00 | 24.2 | 99.7 | 0 | 76 | 286.5 | 295.2 | 293.1 | 17.7 | 0
8:00 | 32.9 | 113.1 | 0 | 96.4 | 287.3 | 296.7 | 294.7 | 0 | 0
9:00 | 40.7 | 128.5 | 0 | 119 | 288.2 | 297 | 295.4 | 0 | 0
10:00 | 46.9 | 146.9 | 0 | 144.3 | 289.3 | 297.1 | 295.9 | 0 | 0
11:00 | 50.3 | 168.5 | 0 | 156.9 | 290.4 | 297 | 296.4 | 0 | 0
noon | 50.3 | -168.5 | 0 | 169.1 | 291.3 | 297.3 | 297.1 | 0 | 0
13:00 | 46.9 | -146.9 | 0 | 150.2 | 292 | 297.6 | 297.3 | 0 | 0
14:00 | 40.7 | -128.5 | 0 | 130.8 | 292.5 | 297.4 | 297.3 | 0 | 0
15:00 | 32.9 | -113.1 | 0 | 103.7 | 292.6 | 297.4 | 297.1 | 0 | 0
16:00 | 24.2 | -99.7 | 0 | 76.7 | 292.2 | 297.5 | 296.6 | 0 | 0
17:00 | 15.1 | -87.6 | 6.3 | 56.4 | 291.7 | 297.3 | 296.1 | 0 | 0
18:00 | 6 | -75.9 | 24.9 | 35.1 | 290.9 | 297.1 | 295.8 | 0 | 0
19:00 | -2.4 | -64.1 | 0 | 6 | 289.9 | 297.2 | 294.9 | 0 | 0
20:00 | -10.1 | -51.6 | 0 | 0 | 289 | 297 | 294.4 | 0 | 0
21:00 | -16.6 | -38.1 | 0 | 0 | 288.1 | 296.9 | 294.1 | 0 | 0
22:00 | -21.3 | -23.5 | 0 | 0 | 287.3 | 296.6 | 293.6 | 0 | 0
23:00 | -23.7 | -7.9 | 0 | 0 | 286.6 | 296.9 | 293.4 | 0 | 0
September
| solar | solar | direct | diffuse | outdoor | indoor | window | heating | blinds
| altitude | azimuth | radiation | radiation | temp. | temp. | temp. | load | closed
| (degrees) | (degrees) | (W-h/m2) | (W-h/m2) | (K) | (K) | (K) | (W-h/m2) | (% time)
midnight | -35.1 | 9.1 | 0 | 0 | 284.9 | 294.9 | 291.7 | 42.1 | 0
1:00 | -32.3 | 26.9 | 0 | 0 | 284.8 | 294.5 | 291.3 | 42.4 | 0
2:00 | -27.1 | 43.1 | 0 | 0 | 284.5 | 294.4 | 291.2 | 42 | 0
3:00 | -20 | 57.5 | 0 | 0 | 284.3 | 294.3 | 291 | 41.4 | 0
4:00 | -11.8 | 70.6 | 0 | 0 | 284.1 | 294.2 | 290.9 | 42.1 | 0
5:00 | -3 | 82.8 | 0 | 0.3 | 284 | 294.2 | 290.8 | 44.2 | 0
6:00 | 6 | 94.7 | 0 | 19.9 | 284.3 | 294.2 | 291.1 | 42 | 0
7:00 | 15 | 107 | 0 | 44.4 | 284.7 | 294.5 | 291.7 | 37 | 0
8:00 | 23.3 | 120.2 | 0 | 67.9 | 285.4 | 297.1 | 293.6 | 0.4 | 0
9:00 | 30.6 | 135 | 0 | 89.9 | 286.1 | 297 | 294.1 | 0.5 | 0
10:00 | 36 | 151.7 | 0 | 104.9 | 286.8 | 296.9 | 294.6 | 0.3 | 0
11:00 | 39 | 170.3 | 0 | 105.9 | 287.6 | 297.2 | 294.8 | 0.2 | 0
noon | 39 | -170.3 | 0 | 104.9 | 288.3 | 296.8 | 295.3 | 0.1 | 0
13:00 | 36 | -151.7 | 0 | 101.4 | 288.9 | 297 | 295.4 | 0.2 | 0
14:00 | 30.6 | -135 | 0 | 92.6 | 289.4 | 297.3 | 295.4 | 0.2 | 0
15:00 | 23.3 | -120.2 | 0 | 73.2 | 289.5 | 297.1 | 295.4 | 0.1 | 0
16:00 | 15 | -107 | 0 | 44.6 | 289.3 | 296.9 | 294.9 | 0 | 0
17:00 | 6 | -94.7 | 0 | 23.9 | 288.6 | 296.7 | 294.4 | 0.2 | 0
18:00 | -3 | -82.8 | 0 | 2.4 | 287.8 | 296.8 | 293.9 | 0.1 | 0
19:00 | -11.8 | -70.6 | 0 | 0 | 287.1 | 297 | 293.6 | 0.3 | 0
20:00 | -20 | -57.5 | 0 | 0 | 286.5 | 296.7 | 293.4 | 0.4 | 0
21:00 | -27.1 | -43.1 | 0 | 0 | 285.9 | 296.8 | 293.2 | 0.4 | 0
22:00 | -32.3 | -26.9 | 0 | 0 | 285.3 | 296.8 | 293.1 | 0.4 | 0
23:00 | -35.1 | -9.1 | 0 | 0 | 285 | 296.9 | 293 | 0.6 | 0
October
| solar | solar | direct | diffuse | outdoor | indoor | window | heating | blinds
| altitude | azimuth | radiation | radiation | temp. | temp. | temp. | load | closed
| (degrees) | (degrees) | (W-h/m2) | (W-h/m2) | (K) | (K) | (K) | (W-h/m2) | (% time)
midnight | -47 | 10.8 | 0 | 0 | 282.1 | 294.2 | 290.3 | 57.7 | 0
1:00 | -43.7 | 31.4 | 0 | 0 | 282.1 | 294.1 | 290.2 | 56.7 | 0
2:00 | -37.8 | 49.3 | 0 | 0 | 282 | 294.1 | 290.1 | 58.2 | 0
3:00 | -30.1 | 64.6 | 0 | 0 | 281.8 | 294.1 | 290.1 | 59.1 | 0
4:00 | -21.5 | 78 | 0 | 0 | 281.8 | 294.1 | 290.1 | 60.6 | 0
5:00 | -12.4 | 90.2 | 0 | 0 | 281.7 | 294.1 | 290 | 65.4 | 0
6:00 | -3.4 | 102 | 0 | 0.8 | 281.8 | 294.1 | 290.1 | 66.1 | 0
7:00 | 5.2 | 114 | 0 | 16.8 | 282.2 | 294.1 | 290.4 | 64.6 | 0
8:00 | 13 | 126.6 | 0 | 37.6 | 282.6 | 295.9 | 291.8 | 0.6 | 0
9:00 | 19.7 | 140.4 | 0 | 61.3 | 283.3 | 296.3 | 292.6 | 0.8 | 0
10:00 | 24.5 | 155.5 | 0 | 70.4 | 283.9 | 296.3 | 292.7 | 0.9 | 0
11:00 | 27.1 | 171.7 | 0 | 81.3 | 284.6 | 296 | 293.2 | 0.8 | 0
noon | 27.1 | -171.7 | 0 | 79 | 285.1 | 296.1 | 293.1 | 0.8 | 0
13:00 | 24.5 | -155.5 | 0 | 65.6 | 285.4 | 296.1 | 293.4 | 0.7 | 0
14:00 | 19.7 | -140.4 | 0 | 49.7 | 285.5 | 296.1 | 292.9 | 0.7 | 0
15:00 | 13 | -126.6 | 0 | 33.4 | 285.3 | 296 | 292.9 | 0.5 | 0
16:00 | 5.2 | -114 | 0 | 14.6 | 284.7 | 296.4 | 292.4 | 0.4 | 0
17:00 | -3.4 | -102 | 0 | 0.4 | 284.1 | 296.4 | 292.1 | 0.6 | 0
18:00 | -12.4 | -90.2 | 0 | 0 | 283.5 | 296.3 | 292 | 0.7 | 0
19:00 | -21.5 | -78 | 0 | 0 | 283.1 | 296 | 291.9 | 0.6 | 0
20:00 | -30.1 | -64.6 | 0 | 0 | 282.8 | 296.2 | 291.6 | 0.6 | 0
21:00 | -37.8 | -49.3 | 0 | 0 | 282.5 | 296.2 | 291.5 | 0.7 | 0
22:00 | -43.7 | -31.4 | 0 | 0 | 282.4 | 296 | 291.6 | 0.6 | 0
23:00 | -47 | -10.8 | 0 | 0 | 282.2 | 296 | 291.5 | 0.6 | 0
November
| solar | solar | direct | diffuse | outdoor | indoor | window | heating | blinds
| altitude | azimuth | radiation | radiation | temp. | temp. | temp. | load | closed
| (degrees) | (degrees) | (W-h/m2) | (W-h/m2) | (K) | (K) | (K) | (W-h/m2) | (% time)
midnight | -56.2 | 12.8 | 0 | 0 | 278.9 | 294.1 | 289.1 | 103.1 | 0
1:00 | -52.4 | 36.3 | 0 | 0 | 278.8 | 294.1 | 289.1 | 104 | 0
2:00 | -45.8 | 55.6 | 0 | 0 | 278.6 | 294.1 | 289.1 | 110.1 | 0
3:00 | -37.7 | 71.1 | 0 | 0 | 278.5 | 294.1 | 289 | 106.5 | 0
4:00 | -28.8 | 84.3 | 0 | 0 | 278.4 | 294.1 | 289 | 102.4 | 0
5:00 | -19.7 | 96.2 | 0 | 0 | 278.4 | 294.1 | 289 | 105.9 | 0
6:00 | -10.7 | 107.7 | 0 | 0 | 278.3 | 294.1 | 289 | 106.3 | 0
7:00 | -2.4 | 119.2 | 0 | 1 | 278.2 | 294.1 | 288.9 | 106.9 | 0
8:00 | 5 | 131.2 | 0 | 16 | 278.4 | 295.3 | 290.8 | 1.2 | 0
9:00 | 11.1 | 144.1 | 0 | 30.1 | 278.8 | 295.9 | 290.8 | 1.6 | 0
10:00 | 15.5 | 157.9 | 0 | 45.9 | 279.2 | 296 | 291 | 1.7 | 0
11:00 | 17.8 | 172.5 | 0 | 57.8 | 279.7 | 295.9 | 291.2 | 1.7 | 0
noon | 17.8 | -172.5 | 0 | 55.3 | 280.1 | 296.1 | 291.2 | 1.7 | 0
13:00 | 15.5 | -157.9 | 0 | 47.3 | 280.3 | 295.8 | 291.5 | 1.7 | 0
14:00 | 11.1 | -144.1 | 0 | 30.2 | 280.4 | 295.8 | 290.9 | 1.7 | 0
15:00 | 5 | -131.2 | 0 | 12.9 | 280.2 | 295.4 | 290.8 | 1.3 | 0
16:00 | -2.4 | -119.2 | 0 | 0 | 280 | 295.7 | 290.7 | 0.9 | 0
17:00 | -10.7 | -107.7 | 0 | 0 | 279.7 | 295.8 | 290.7 | 1 | 0
18:00 | -19.7 | -96.2 | 0 | 0 | 279.6 | 296 | 290.6 | 1.3 | 0
19:00 | -28.8 | -84.3 | 0 | 0 | 279.4 | 296 | 290.5 | 1.3 | 0
20:00 | -37.7 | -71.1 | 0 | 0 | 279.4 | 296.1 | 290.6 | 1.4 | 0
21:00 | -45.8 | -55.6 | 0 | 0 | 279.2 | 296.2 | 290.6 | 1.3 | 0
22:00 | -52.4 | -36.3 | 0 | 0 | 279 | 296.1 | 290.6 | 1.3 | 0
23:00 | -56.2 | -12.8 | 0 | 0 | 278.8 | 296.2 | 290.3 | 1.1 | 0
December
| solar | solar | direct | diffuse | outdoor | indoor | window | heating | blinds
| altitude | azimuth | radiation | radiation | temp. | temp. | temp. | load | closed
| (degrees) | (degrees) | (W-h/m2) | (W-h/m2) | (K) | (K) | (K) | (W-h/m2) | (% time)
midnight | -60.2 | 13.9 | 0 | 0 | 276.9 | 294.1 | 288.5 | 108.6 | 0
1:00 | -56.1 | 39.1 | 0 | 0 | 276.8 | 294.1 | 288.5 | 112 | 0
2:00 | -49.2 | 58.9 | 0 | 0 | 276.8 | 294.1 | 288.5 | 112.4 | 0
3:00 | -40.9 | 74.4 | 0 | 0 | 276.8 | 294.1 | 288.5 | 112.4 | 0
4:00 | -31.9 | 87.4 | 0 | 0 | 276.9 | 294.1 | 288.5 | 109.7 | 0
5:00 | -22.8 | 99.1 | 0 | 0 | 277 | 294.1 | 288.5 | 112.7 | 0
6:00 | -14 | 110.2 | 0 | 0 | 276.9 | 294.1 | 288.5 | 109.9 | 0
7:00 | -5.8 | 121.5 | 0 | 0 | 276.9 | 294.1 | 288.5 | 107.1 | 0
8:00 | 1.4 | 133.2 | 0 | 1.8 | 277.1 | 296.2 | 290.4 | 0.4 | 0
9:00 | 7.3 | 145.7 | 0 | 14.9 | 277.3 | 295.7 | 290.2 | 2.4 | 0
10:00 | 11.6 | 158.9 | 0 | 28.6 | 277.7 | 296 | 290.2 | 2.1 | 0
11:00 | 13.8 | 172.9 | 0 | 36.8 | 277.9 | 296 | 290.5 | 2.6 | 0
noon | 13.8 | -172.9 | 0 | 37.9 | 278.2 | 295.7 | 290.5 | 2.1 | 0
13:00 | 11.6 | -158.9 | 0 | 29 | 278.4 | 295.7 | 290.4 | 1.7 | 0
14:00 | 7.3 | -145.7 | 0 | 18.1 | 278.3 | 295.8 | 290.3 | 1.7 | 0
15:00 | 1.4 | -133.2 | 0 | 4.7 | 278.2 | 296.1 | 290.3 | 1.6 | 0
16:00 | -5.8 | -121.5 | 0 | 0 | 277.8 | 296.2 | 290.2 | 1.5 | 0
17:00 | -14 | -110.2 | 0 | 0 | 277.7 | 296.1 | 290 | 1.7 | 0
18:00 | -22.8 | -99.1 | 0 | 0 | 277.5 | 296.1 | 290.1 | 1.5 | 0
19:00 | -31.9 | -87.4 | 0 | 0 | 277.5 | 296.4 | 290 | 1.6 | 0
20:00 | -40.9 | -74.4 | 0 | 0 | 277.3 | 296.1 | 289.9 | 1.7 | 0
21:00 | -49.2 | -58.9 | 0 | 0 | 277.1 | 295.9 | 289.8 | 1.6 | 0
22:00 | -56.1 | -39.1 | 0 | 0 | 277.1 | 295.6 | 289.6 | 1.7 | 0
23:00 | -60.2 | -13.9 | 0 | 0 | 277 | 295.4 | 289.9 | 1.7 | 0

## Sheet46
Scenario Two (yellow)
Tue Dec 03 2019 23:22:35 GMT+0000 (Greenwich Mean Time)
Setup Information:
Building
Location | UK - London
Building length, side A | N/A
Building length, side B | N/A
Simulation Type
Simulation Type | one_sided
Window Description
Typology | dgu_nb
Glazing Type | clear
Window Area | 46%
Wall Description
Insulation R-Value | 99999999.9 m2-K/W
Occupancy
Type | Low-rise Residential
Occupancy Load | 0.000 people per m2
Lighting Requirements | 400 lux
Equipment Load | 0.00 W/m2
Room Ventilation
Air Change Rate per Occupant | 15.0 liters / sec per person
Total Air Change Rate | 0.0 roomfuls per hour
Lighting Control
Lighting Control | lights do not respond to daylight: all lights fully on while building is occupied
Representative Room
Orientation | north
Room Depth | 27 m
Room Width | 5 m
Room Height | 2.2 m
Thermal Mass
Thermal Mass | none
Overhang
Overhang Depth | 0 m
Roof
Roof Type | adiabatic roof
Simulation Results:
Primary Energy Use and CO2 Emissions
| heating | cooling | lighting | total | CO2
| energy | energy | energy | energy | emissions
| (kWh/m2) | (kWh/m2) | (kWh/m2) | (kWh/m2) | (kg/m2)
January | 33.7 | 0 | 7.3 | 41 | 8.2
February | 28.1 | 0 | 6.6 | 34.7 | 6.9
March | 32.1 | 0 | 7.3 | 39.4 | 7.9
April | 25.9 | 0 | 7.1 | 33 | 6.6
May | 18.8 | 0 | 7.3 | 26.1 | 5.2
June | 9.4 | 0 | 7.1 | 16.5 | 3.3
July | 4.3 | 0 | 7.3 | 11.6 | 2.3
August | 4.2 | 0 | 7.3 | 11.5 | 2.3
September | 10.1 | 0 | 7.1 | 17.2 | 3.4
October | 15.5 | 0 | 7.3 | 22.8 | 4.6
November | 26 | 0 | 7.1 | 33.1 | 6.6
December | 28.2 | 0 | 7.3 | 35.5 | 7.1
Total | 236.3 | 0 | 86.1 | 322.4 | 64.5 | yearly energy
January
| solar | solar | direct | diffuse | outdoor | indoor | window | heating | blinds
| altitude | azimuth | radiation | radiation | temp. | temp. | temp. | load | closed
| (degrees) | (degrees) | (W-h/m2) | (W-h/m2) | (K) | (K) | (K) | (W-h/m2) | (% time)
midnight | -58.1 | 13.3 | 0 | 0 | 275.9 | 294.1 | 288.2 | 135.7 | 0
1:00 | -54.2 | 37.6 | 0 | 0 | 275.8 | 294.1 | 288.2 | 135 | 0
2:00 | -47.5 | 57.1 | 0 | 0 | 275.8 | 294.1 | 288.2 | 133.4 | 0
3:00 | -39.2 | 72.7 | 0 | 0 | 275.7 | 294.1 | 288.1 | 129.3 | 0
4:00 | -30.2 | 85.8 | 0 | 0 | 275.6 | 294.1 | 288.1 | 132 | 0
5:00 | -21.1 | 97.6 | 0 | 0 | 275.6 | 294.1 | 288.1 | 131.8 | 0
6:00 | -12.3 | 108.9 | 0 | 0 | 275.5 | 294.1 | 288.1 | 129.5 | 0
7:00 | -4 | 120.3 | 0 | 0 | 275.5 | 294.1 | 288.1 | 128.3 | 0
8:00 | 3.3 | 132.2 | 0 | 5.1 | 275.7 | 296.3 | 289.9 | 0.4 | 0
9:00 | 9.3 | 144.9 | 0 | 20.2 | 276.1 | 296 | 289.8 | 2.6 | 0
10:00 | 13.6 | 158.4 | 0 | 34.6 | 276.5 | 295.7 | 289.9 | 2.5 | 0
11:00 | 15.9 | 172.7 | 0 | 40.5 | 276.7 | 296.3 | 290.1 | 2 | 0
noon | 15.9 | -172.7 | 0 | 42.7 | 277.2 | 295.3 | 290.5 | 3.1 | 0
13:00 | 13.6 | -158.4 | 0 | 38.1 | 277.6 | 295.8 | 290.6 | 2 | 0
14:00 | 9.3 | -144.9 | 0 | 26.7 | 277.5 | 295.5 | 290.5 | 2.3 | 0
15:00 | 3.3 | -132.2 | 0 | 13.2 | 277.3 | 295.4 | 290.3 | 2 | 0
16:00 | -4 | -120.3 | 0 | 0.6 | 277 | 296 | 289.9 | 1.2 | 0
17:00 | -12.3 | -108.9 | 0 | 0 | 276.8 | 295.9 | 289.7 | 2.1 | 0
18:00 | -21.1 | -97.6 | 0 | 0 | 276.5 | 295.7 | 289.5 | 2.3 | 0
19:00 | -30.2 | -85.8 | 0 | 0 | 276.3 | 295.9 | 289.5 | 1.8 | 0
20:00 | -39.2 | -72.7 | 0 | 0 | 276.1 | 295.9 | 289.4 | 2.3 | 0
21:00 | -47.5 | -57.1 | 0 | 0 | 276.1 | 296.2 | 289.4 | 1.8 | 0
22:00 | -54.2 | -37.6 | 0 | 0 | 276 | 296.1 | 289.3 | 1.9 | 0
23:00 | -58.1 | -13.3 | 0 | 0 | 275.9 | 295.7 | 289.1 | 2.5 | 0
February
| solar | solar | direct | diffuse | outdoor | indoor | window | heating | blinds
| altitude | azimuth | radiation | radiation | temp. | temp. | temp. | load | closed
| (degrees) | (degrees) | (W-h/m2) | (W-h/m2) | (K) | (K) | (K) | (W-h/m2) | (% time)
midnight | -50.4 | 11.4 | 0 | 0 | 275.4 | 294.1 | 288 | 115.9 | 0
1:00 | -46.9 | 33 | 0 | 0 | 275.3 | 294.1 | 288 | 110.5 | 0
2:00 | -40.8 | 51.4 | 0 | 0 | 275.2 | 294.1 | 288 | 114.6 | 0
3:00 | -32.9 | 66.9 | 0 | 0 | 275.2 | 294.1 | 288 | 121.2 | 0
4:00 | -24.2 | 80.2 | 0 | 0 | 275.2 | 294.1 | 288 | 123.2 | 0
5:00 | -15.1 | 92.3 | 0 | 0 | 275.1 | 294.1 | 287.9 | 127.8 | 0
6:00 | -6.1 | 104 | 0 | 0 | 275.1 | 294.1 | 287.9 | 127.6 | 0
7:00 | 2.4 | 115.9 | 0 | 2.3 | 275.1 | 294.1 | 288 | 131.3 | 0
8:00 | 10.1 | 128.3 | 0 | 20.6 | 275.5 | 295.5 | 290.1 | 1.2 | 0
9:00 | 16.5 | 141.8 | 0 | 40.4 | 276.1 | 295.9 | 289.8 | 2.5 | 0
10:00 | 21.2 | 156.4 | 0 | 55.1 | 276.7 | 295.5 | 290.4 | 3.1 | 0
11:00 | 23.7 | 172 | 0 | 60.6 | 277.3 | 296.1 | 290.6 | 2.6 | 0
noon | 23.7 | -172 | 0 | 65.1 | 277.9 | 295.8 | 290.6 | 2.6 | 0
13:00 | 21.2 | -156.4 | 0 | 57 | 278.4 | 295.9 | 290.8 | 2.3 | 0
14:00 | 16.5 | -141.8 | 0 | 53.5 | 278.5 | 296.1 | 290.8 | 2.1 | 0
15:00 | 10.1 | -128.3 | 0 | 36 | 278.3 | 295.7 | 290.7 | 2.5 | 0
16:00 | 2.4 | -115.9 | 0 | 14.5 | 277.7 | 295.8 | 290 | 2.1 | 0
17:00 | -6.1 | -104 | 0 | 0.3 | 277.1 | 296 | 289.9 | 1.6 | 0
18:00 | -15.1 | -92.3 | 0 | 0 | 276.7 | 296.2 | 289.6 | 1.4 | 0
19:00 | -24.2 | -80.2 | 0 | 0 | 276.3 | 296.2 | 289.3 | 2.1 | 0
20:00 | -32.9 | -66.9 | 0 | 0 | 276 | 296 | 289.4 | 2.1 | 0
21:00 | -40.8 | -51.4 | 0 | 0 | 275.7 | 296 | 289.3 | 1.9 | 0
22:00 | -46.9 | -33 | 0 | 0 | 275.5 | 295.6 | 289.1 | 2.1 | 0
23:00 | -50.4 | -11.4 | 0 | 0 | 275.4 | 295.9 | 289.3 | 1.4 | 0
March
| solar | solar | direct | diffuse | outdoor | indoor | window | heating | blinds
| altitude | azimuth | radiation | radiation | temp. | temp. | temp. | load | closed
| (degrees) | (degrees) | (W-h/m2) | (W-h/m2) | (K) | (K) | (K) | (W-h/m2) | (% time)
midnight | -39 | 9.6 | 0 | 0 | 276.9 | 294.1 | 288.5 | 127.9 | 0
1:00 | -36 | 28.2 | 0 | 0 | 276.8 | 294.1 | 288.5 | 131.7 | 0
2:00 | -30.6 | 45 | 0 | 0 | 276.7 | 294.1 | 288.4 | 135.9 | 0
3:00 | -23.4 | 59.7 | 0 | 0 | 276.5 | 294.1 | 288.4 | 128.4 | 0
4:00 | -15 | 72.9 | 0 | 0 | 276.3 | 294.1 | 288.3 | 129.7 | 0
5:00 | -6.1 | 85.2 | 0 | 0 | 276.4 | 294.1 | 288.3 | 124.5 | 0
6:00 | 2.9 | 97.1 | 0 | 4.1 | 276.6 | 294.1 | 288.4 | 116.9 | 0
7:00 | 11.8 | 109.3 | 0 | 24.9 | 276.9 | 294.1 | 288.8 | 113.4 | 0
8:00 | 20 | 122.4 | 0 | 48.1 | 277.4 | 295.7 | 290.4 | 1.5 | 0
9:00 | 27 | 136.9 | 0 | 66.7 | 278 | 296.2 | 290.6 | 1.9 | 0
10:00 | 32.2 | 153.1 | 0 | 85.8 | 278.8 | 295.7 | 291.2 | 2.1 | 0
11:00 | 35.1 | 170.8 | 0 | 100 | 279.8 | 296 | 291.8 | 1.8 | 0
noon | 35.1 | -170.8 | 0 | 101.7 | 280.5 | 295.8 | 291.9 | 1.9 | 0
13:00 | 32.2 | -153.1 | 0 | 93 | 281.2 | 295.7 | 292.2 | 1.7 | 0
14:00 | 27 | -136.9 | 0 | 79.8 | 281.5 | 296.2 | 291.8 | 1.3 | 0
15:00 | 20 | -122.4 | 0 | 58.9 | 281.4 | 295.9 | 291.7 | 1.8 | 0
16:00 | 11.8 | -109.3 | 0 | 34.5 | 280.9 | 296.1 | 291.3 | 1.7 | 0
17:00 | 2.9 | -97.1 | 0 | 15.4 | 280.1 | 295.9 | 291.1 | 1.6 | 0
18:00 | -6.1 | -85.2 | 0 | 0 | 279.4 | 295.9 | 290.7 | 1.5 | 0
19:00 | -15 | -72.9 | 0 | 0 | 278.7 | 295.9 | 290.2 | 1.5 | 0
20:00 | -23.4 | -59.7 | 0 | 0 | 278.2 | 295.7 | 290 | 2.2 | 0
21:00 | -30.6 | -45 | 0 | 0 | 277.8 | 295.8 | 290.1 | 2.1 | 0
22:00 | -36 | -28.2 | 0 | 0 | 277.3 | 296 | 289.7 | 1.9 | 0
23:00 | -39 | -9.6 | 0 | 0 | 277.1 | 295.9 | 289.7 | 2.4 | 0
April
| solar | solar | direct | diffuse | outdoor | indoor | window | heating | blinds
| altitude | azimuth | radiation | radiation | temp. | temp. | temp. | load | closed
| (degrees) | (degrees) | (W-h/m2) | (W-h/m2) | (K) | (K) | (K) | (W-h/m2) | (% time)
midnight | -27.1 | 8.3 | 0 | 0 | 278.5 | 294.1 | 289 | 104.8 | 0
1:00 | -24.5 | 24.4 | 0 | 0 | 278.2 | 294.1 | 288.9 | 103.2 | 0
2:00 | -19.7 | 39.5 | 0 | 0 | 278 | 294.1 | 288.9 | 104.8 | 0
3:00 | -13.1 | 53.3 | 0 | 0 | 277.7 | 294.1 | 288.8 | 106.8 | 0
4:00 | -5.2 | 66 | 0 | 0 | 277.4 | 294.1 | 288.7 | 105.8 | 0
5:00 | 3.4 | 78 | 3 | 8 | 277.6 | 294.1 | 288.8 | 104.6 | 0
6:00 | 12.4 | 89.8 | 0.4 | 33.9 | 278.1 | 294.1 | 289.2 | 107.5 | 0
7:00 | 21.5 | 102 | 0 | 60.7 | 278.8 | 294.1 | 289.8 | 103.8 | 0
8:00 | 30.1 | 115.3 | 0 | 79.7 | 279.5 | 296.2 | 291.4 | 1.7 | 0
9:00 | 37.7 | 130.6 | 0 | 102.3 | 280.6 | 296.2 | 292 | 2.1 | 0
10:00 | 43.7 | 148.5 | 0 | 121.4 | 281.5 | 296.1 | 292.3 | 2.1 | 0
11:00 | 47 | 169.1 | 0 | 133.9 | 282.5 | 296.1 | 292.8 | 1.7 | 0
noon | 47 | -169.1 | 0 | 135.6 | 283.5 | 295.7 | 293.4 | 1.5 | 0
13:00 | 43.7 | -148.5 | 0 | 127.4 | 284.2 | 296.2 | 293.6 | 1 | 0
14:00 | 37.7 | -130.6 | 0 | 116.3 | 284.7 | 296 | 293.4 | 1 | 0
15:00 | 30.1 | -115.3 | 0 | 86.8 | 285 | 296 | 293.4 | 0.8 | 0
16:00 | 21.5 | -102 | 0 | 66.8 | 284.7 | 295.9 | 293 | 0.9 | 0
17:00 | 12.4 | -89.8 | 0.5 | 41.3 | 283.9 | 295.6 | 292.6 | 1.1 | 0
18:00 | 3.4 | -78 | 12.3 | 16.4 | 283 | 295.9 | 291.8 | 1 | 0
19:00 | -5.2 | -66 | 0 | 0 | 282 | 295.9 | 291.4 | 0.9 | 0
20:00 | -13.1 | -53.3 | 0 | 0 | 281 | 296.3 | 291 | 1.1 | 0
21:00 | -19.7 | -39.5 | 0 | 0 | 280 | 296.2 | 290.6 | 1.4 | 0
22:00 | -24.5 | -24.4 | 0 | 0 | 279.3 | 296.1 | 290.4 | 1.5 | 0
23:00 | -27.1 | -8.3 | 0 | 0 | 278.6 | 296.2 | 290.3 | 1.7 | 0
May
| solar | solar | direct | diffuse | outdoor | indoor | window | heating | blinds
| altitude | azimuth | radiation | radiation | temp. | temp. | temp. | load | closed
| (degrees) | (degrees) | (W-h/m2) | (W-h/m2) | (K) | (K) | (K) | (W-h/m2) | (% time)
midnight | -17.9 | 7.4 | 0 | 0 | 281 | 294.1 | 289.8 | 75.2 | 0
1:00 | -15.5 | 22 | 0 | 0 | 280.8 | 294.1 | 289.7 | 76 | 0
2:00 | -11.1 | 35.8 | 0 | 0 | 280.5 | 294.1 | 289.7 | 76.4 | 0
3:00 | -5 | 48.7 | 0 | 0 | 280.2 | 294.1 | 289.5 | 75.1 | 0
4:00 | 2.4 | 60.8 | 12.8 | 10.9 | 280.2 | 294.1 | 289.8 | 76.9 | 0
5:00 | 10.7 | 72.3 | 41.5 | 40.6 | 280.5 | 294.1 | 290.5 | 75.7 | 0
6:00 | 19.6 | 83.7 | 18 | 62.9 | 280.9 | 294.1 | 290.6 | 75.8 | 0
7:00 | 28.7 | 95.6 | 0 | 84.8 | 281.8 | 294.1 | 291 | 67.1 | 0
8:00 | 37.6 | 108.8 | 0 | 101.3 | 282.7 | 295.9 | 292.9 | 0.9 | 0
9:00 | 45.8 | 124.4 | 0 | 131.7 | 283.7 | 295.8 | 293.3 | 1 | 0
10:00 | 52.4 | 143.6 | 0 | 145.9 | 284.8 | 296.1 | 293.8 | 0.8 | 0
11:00 | 56.2 | 167.2 | 0 | 152.2 | 285.8 | 295.7 | 294.3 | 0.5 | 0
noon | 56.2 | -167.2 | 0 | 145.7 | 286.8 | 296 | 294.6 | 0.4 | 0
13:00 | 52.4 | -143.6 | 0 | 137.1 | 287.6 | 296.3 | 294.9 | 0.3 | 0
14:00 | 45.8 | -124.4 | 0 | 134.2 | 288 | 296.1 | 295.1 | 0.4 | 0
15:00 | 37.6 | -108.8 | 0 | 116.3 | 288 | 296.1 | 294.7 | 0.3 | 0
16:00 | 28.7 | -95.6 | 0 | 97.6 | 287.9 | 296.2 | 294.6 | 0.3 | 0
17:00 | 19.6 | -83.7 | 19 | 74.3 | 287.3 | 296.1 | 294.2 | 0.3 | 0
18:00 | 10.7 | -72.3 | 47.9 | 48.7 | 286.3 | 296.2 | 293.8 | 0.2 | 0
19:00 | 2.4 | -60.8 | 25.2 | 18.1 | 285.1 | 296 | 293.1 | 0.4 | 0
20:00 | -5 | -48.7 | 0 | 0 | 284 | 296 | 292.1 | 0.4 | 0
21:00 | -11.1 | -35.8 | 0 | 0 | 283.1 | 295.9 | 291.9 | 0.5 | 0
22:00 | -15.5 | -22 | 0 | 0 | 282.3 | 296 | 291.7 | 0.6 | 0
23:00 | -17.9 | -7.4 | 0 | 0 | 281.5 | 295.9 | 291.3 | 0.7 | 0
June
| solar | solar | direct | diffuse | outdoor | indoor | window | heating | blinds
| altitude | azimuth | radiation | radiation | temp. | temp. | temp. | load | closed
| (degrees) | (degrees) | (W-h/m2) | (W-h/m2) | (K) | (K) | (K) | (W-h/m2) | (% time)
midnight | -13.8 | 7 | 0 | 0 | 284.5 | 294.1 | 290.9 | 42.5 | 0
1:00 | -11.6 | 21 | 0 | 0 | 284.2 | 294.1 | 290.9 | 41.5 | 0
2:00 | -7.3 | 34.3 | 0 | 0 | 283.9 | 294.1 | 290.7 | 38.2 | 0
3:00 | -1.4 | 46.7 | 0 | 0 | 283.6 | 294.1 | 290.6 | 37.1 | 0
4:00 | 5.8 | 58.4 | 47 | 27.4 | 283.7 | 294.2 | 291.6 | 38.3 | 0
5:00 | 14 | 69.7 | 54.6 | 52.4 | 284.2 | 294.3 | 292.1 | 37.9 | 0
6:00 | 22.8 | 80.8 | 26.7 | 76.8 | 284.6 | 294.4 | 292.1 | 38.8 | 0
7:00 | 31.9 | 92.5 | 0 | 90.6 | 285.2 | 294.4 | 292.3 | 37.5 | 0
8:00 | 40.9 | 105.5 | 0 | 104.6 | 286.2 | 296.1 | 294.1 | 0.3 | 0
9:00 | 49.2 | 121 | 0 | 130.5 | 287.2 | 296.3 | 294.7 | 0.3 | 0
10:00 | 56.1 | 140.8 | 0 | 140.9 | 288.1 | 296.4 | 295 | 0.2 | 0
11:00 | 60.2 | 166 | 0 | 149.1 | 289.1 | 296.9 | 295.8 | 0.2 | 0
noon | 60.2 | -166 | 0 | 150.4 | 290 | 297.2 | 296.2 | 0.1 | 0
13:00 | 56.1 | -140.8 | 0 | 149.6 | 290.6 | 297.4 | 296.8 | 0 | 0
14:00 | 49.2 | -121 | 0 | 133.5 | 291 | 297.3 | 296.5 | 0 | 0
15:00 | 40.9 | -105.5 | 0 | 111.8 | 291.1 | 297.4 | 296.3 | 0 | 0
16:00 | 31.9 | -92.5 | 0 | 113.1 | 290.9 | 297.1 | 296.3 | 0 | 0
17:00 | 22.8 | -80.8 | 25.1 | 93.4 | 290.2 | 296.9 | 295.7 | 0.2 | 0
18:00 | 14 | -69.7 | 50.8 | 67.2 | 289.3 | 296.6 | 295.3 | 0.2 | 0
19:00 | 5.8 | -58.4 | 47.8 | 41 | 288.3 | 296.5 | 294.7 | 0.3 | 0
20:00 | -1.4 | -46.7 | 0 | 0 | 287.4 | 296.1 | 293.3 | 0.2 | 0
21:00 | -7.3 | -34.3 | 0 | 0 | 286.4 | 296.2 | 292.9 | 0.2 | 0
22:00 | -11.6 | -21 | 0 | 0 | 285.7 | 296.2 | 292.7 | 0.3 | 0
23:00 | -13.8 | -7 | 0 | 0 | 284.8 | 295.8 | 292.5 | 0.4 | 0
July
| solar | solar | direct | diffuse | outdoor | indoor | window | heating | blinds
| altitude | azimuth | radiation | radiation | temp. | temp. | temp. | load | closed
| (degrees) | (degrees) | (W-h/m2) | (W-h/m2) | (K) | (K) | (K) | (W-h/m2) | (% time)
midnight | -15.9 | 7.2 | 0 | 0 | 286.4 | 295.1 | 292.3 | 15.6 | 0
1:00 | -13.7 | 21.5 | 0 | 0 | 286.1 | 294.7 | 291.9 | 19.1 | 0
2:00 | -9.3 | 35.1 | 0 | 0 | 285.6 | 294.4 | 291.5 | 19.4 | 0
3:00 | -3.3 | 47.8 | 0 | 0 | 285.3 | 294.2 | 291.3 | 17.9 | 0
4:00 | 4 | 59.7 | 7.4 | 13.9 | 285.5 | 294.3 | 291.6 | 18.7 | 0
5:00 | 12.3 | 71 | 22.1 | 43.4 | 285.8 | 294.7 | 292.4 | 16.4 | 0
6:00 | 21.1 | 82.3 | 12.9 | 72.5 | 286.4 | 295.3 | 293.1 | 16.6 | 0
7:00 | 30.2 | 94.1 | 0 | 90.2 | 286.8 | 295.6 | 293.6 | 14.5 | 0
8:00 | 39.2 | 107.3 | 0 | 107.5 | 287.6 | 297.1 | 295.3 | 0 | 0
9:00 | 47.4 | 122.8 | 0 | 130 | 288.7 | 297 | 295.8 | 0 | 0
10:00 | 54.2 | 142.4 | 0 | 152.9 | 289.7 | 297.3 | 296.4 | 0 | 0
11:00 | 58.1 | 166.6 | 0 | 166.1 | 290.7 | 297.6 | 297.2 | 0 | 0
noon | 58.1 | -166.6 | 0 | 174.3 | 291.7 | 297.8 | 297.5 | 0 | 0
13:00 | 54.2 | -142.4 | 0 | 161.4 | 292.5 | 297.8 | 297.8 | 0 | 0
14:00 | 47.4 | -122.8 | 0 | 145.3 | 292.9 | 297.5 | 297.6 | 0 | 0
15:00 | 39.2 | -107.3 | 0 | 120.5 | 293 | 297.6 | 297.2 | 0 | 0
16:00 | 30.2 | -94.1 | 0 | 114.7 | 292.8 | 297.4 | 297.2 | 0 | 0
17:00 | 21.1 | -82.3 | 18.9 | 91.1 | 292.4 | 297.4 | 296.9 | 0 | 0
18:00 | 12.3 | -71 | 59.5 | 68.5 | 291.5 | 297.5 | 296.7 | 0 | 0
19:00 | 4 | -59.7 | 57.7 | 35.1 | 290.4 | 297.4 | 296.2 | 0 | 0
20:00 | -3.3 | -47.8 | 0 | 0 | 289.3 | 297.2 | 294.4 | 0 | 0
21:00 | -9.3 | -35.1 | 0 | 0 | 288.4 | 297 | 294.3 | 0 | 0
22:00 | -13.7 | -21.5 | 0 | 0 | 287.5 | 297.2 | 293.8 | 0 | 0
23:00 | -15.9 | -7.2 | 0 | 0 | 286.8 | 296.9 | 293.7 | 0 | 0
August
| solar | solar | direct | diffuse | outdoor | indoor | window | heating | blinds
| altitude | azimuth | radiation | radiation | temp. | temp. | temp. | load | closed
| (degrees) | (degrees) | (W-h/m2) | (W-h/m2) | (K) | (K) | (K) | (W-h/m2) | (% time)
midnight | -23.7 | 7.9 | 0 | 0 | 286.4 | 294.7 | 292 | 13.6 | 0
1:00 | -21.3 | 23.5 | 0 | 0 | 286 | 294.4 | 291.7 | 15 | 0
2:00 | -16.6 | 38.1 | 0 | 0 | 285.9 | 294.3 | 291.5 | 16.7 | 0
3:00 | -10.1 | 51.6 | 0 | 0 | 285.4 | 294.2 | 291.3 | 17.9 | 0
4:00 | -2.4 | 64.1 | 0 | 0 | 285.1 | 294.1 | 291.2 | 20.1 | 0
5:00 | 6 | 75.9 | 12.7 | 19 | 285.3 | 294.3 | 291.6 | 19 | 0
6:00 | 15.1 | 87.6 | 5.8 | 45.6 | 285.9 | 294.7 | 292.2 | 17.7 | 0
7:00 | 24.2 | 99.7 | 0 | 76 | 286.5 | 295.2 | 293.1 | 17.7 | 0
8:00 | 32.9 | 113.1 | 0 | 96.4 | 287.3 | 296.8 | 294.7 | 0 | 0
9:00 | 40.7 | 128.5 | 0 | 119 | 288.2 | 296.9 | 295.4 | 0 | 0
10:00 | 46.9 | 146.9 | 0 | 144.3 | 289.3 | 297.1 | 295.8 | 0 | 0
11:00 | 50.3 | 168.5 | 0 | 156.9 | 290.4 | 297.2 | 296.5 | 0 | 0
noon | 50.3 | -168.5 | 0 | 169.1 | 291.3 | 297.5 | 297.1 | 0 | 0
13:00 | 46.9 | -146.9 | 0 | 150.2 | 292 | 297.7 | 297.3 | 0 | 0
14:00 | 40.7 | -128.5 | 0 | 130.8 | 292.5 | 297.6 | 297.3 | 0 | 0
15:00 | 32.9 | -113.1 | 0 | 103.7 | 292.6 | 297.4 | 297.2 | 0 | 0
16:00 | 24.2 | -99.7 | 0 | 76.7 | 292.2 | 297.4 | 296.6 | 0 | 0
17:00 | 15.1 | -87.6 | 6.3 | 56.4 | 291.7 | 297.3 | 296.1 | 0 | 0
18:00 | 6 | -75.9 | 24.9 | 35.1 | 290.9 | 297.4 | 295.7 | 0 | 0
19:00 | -2.4 | -64.1 | 0 | 6 | 289.9 | 297 | 295 | 0 | 0
20:00 | -10.1 | -51.6 | 0 | 0 | 289 | 297.1 | 294.3 | 0 | 0
21:00 | -16.6 | -38.1 | 0 | 0 | 288.1 | 297 | 294.1 | 0 | 0
22:00 | -21.3 | -23.5 | 0 | 0 | 287.3 | 296.7 | 293.6 | 0 | 0
23:00 | -23.7 | -7.9 | 0 | 0 | 286.6 | 296.6 | 293.4 | 0 | 0
September
| solar | solar | direct | diffuse | outdoor | indoor | window | heating | blinds
| altitude | azimuth | radiation | radiation | temp. | temp. | temp. | load | closed
| (degrees) | (degrees) | (W-h/m2) | (W-h/m2) | (K) | (K) | (K) | (W-h/m2) | (% time)
midnight | -35.1 | 9.1 | 0 | 0 | 284.9 | 294.8 | 291.6 | 42.2 | 0
1:00 | -32.3 | 26.9 | 0 | 0 | 284.8 | 294.5 | 291.4 | 42.4 | 0
2:00 | -27.1 | 43.1 | 0 | 0 | 284.5 | 294.4 | 291.1 | 42 | 0
3:00 | -20 | 57.5 | 0 | 0 | 284.3 | 294.3 | 291 | 41.4 | 0
4:00 | -11.8 | 70.6 | 0 | 0 | 284.1 | 294.2 | 290.9 | 42.1 | 0
5:00 | -3 | 82.8 | 0 | 0.3 | 284 | 294.2 | 290.8 | 44.3 | 0
6:00 | 6 | 94.7 | 0 | 19.9 | 284.3 | 294.2 | 291.1 | 42 | 0
7:00 | 15 | 107 | 0 | 44.4 | 284.7 | 294.5 | 291.7 | 37 | 0
8:00 | 23.3 | 120.2 | 0 | 67.9 | 285.4 | 297.1 | 293.6 | 0.4 | 0
9:00 | 30.6 | 135 | 0 | 89.9 | 286.1 | 297 | 294.1 | 0.6 | 0
10:00 | 36 | 151.7 | 0 | 104.9 | 286.8 | 297 | 294.7 | 0.3 | 0
11:00 | 39 | 170.3 | 0 | 105.9 | 287.6 | 297 | 294.7 | 0.3 | 0
noon | 39 | -170.3 | 0 | 104.9 | 288.3 | 296.7 | 295.3 | 0.2 | 0
13:00 | 36 | -151.7 | 0 | 101.4 | 288.9 | 297 | 295.4 | 0.2 | 0
14:00 | 30.6 | -135 | 0 | 92.6 | 289.4 | 297.4 | 295.3 | 0.1 | 0
15:00 | 23.3 | -120.2 | 0 | 73.2 | 289.5 | 296.8 | 295.4 | 0.2 | 0
16:00 | 15 | -107 | 0 | 44.6 | 289.3 | 296.8 | 295 | 0.1 | 0
17:00 | 6 | -94.7 | 0 | 23.9 | 288.6 | 296.9 | 294.4 | 0.1 | 0
18:00 | -3 | -82.8 | 0 | 2.4 | 287.8 | 296.9 | 294 | 0.2 | 0
19:00 | -11.8 | -70.6 | 0 | 0 | 287.1 | 296.7 | 293.6 | 0.5 | 0
20:00 | -20 | -57.5 | 0 | 0 | 286.5 | 296.7 | 293.5 | 0.4 | 0
21:00 | -27.1 | -43.1 | 0 | 0 | 285.9 | 296.3 | 293.1 | 0.5 | 0
22:00 | -32.3 | -26.9 | 0 | 0 | 285.3 | 296.6 | 292.9 | 0.4 | 0
23:00 | -35.1 | -9.1 | 0 | 0 | 285 | 296.7 | 292.7 | 0.5 | 0
October
| solar | solar | direct | diffuse | outdoor | indoor | window | heating | blinds
| altitude | azimuth | radiation | radiation | temp. | temp. | temp. | load | closed
| (degrees) | (degrees) | (W-h/m2) | (W-h/m2) | (K) | (K) | (K) | (W-h/m2) | (% time)
midnight | -47 | 10.8 | 0 | 0 | 282.1 | 294.2 | 290.3 | 57.6 | 0
1:00 | -43.7 | 31.4 | 0 | 0 | 282.1 | 294.1 | 290.2 | 56.7 | 0
2:00 | -37.8 | 49.3 | 0 | 0 | 282 | 294.1 | 290.1 | 58.3 | 0
3:00 | -30.1 | 64.6 | 0 | 0 | 281.8 | 294.1 | 290.1 | 59.2 | 0
4:00 | -21.5 | 78 | 0 | 0 | 281.8 | 294.1 | 290.1 | 60.6 | 0
5:00 | -12.4 | 90.2 | 0 | 0 | 281.7 | 294.1 | 290 | 65.4 | 0
6:00 | -3.4 | 102 | 0 | 0.8 | 281.8 | 294.1 | 290.1 | 66.1 | 0
7:00 | 5.2 | 114 | 0 | 16.8 | 282.2 | 294.1 | 290.4 | 64.7 | 0
8:00 | 13 | 126.6 | 0 | 37.6 | 282.6 | 295.9 | 292 | 0.6 | 0
9:00 | 19.7 | 140.4 | 0 | 61.3 | 283.3 | 296.2 | 292.6 | 0.8 | 0
10:00 | 24.5 | 155.5 | 0 | 70.4 | 283.9 | 296.2 | 292.7 | 0.9 | 0
11:00 | 27.1 | 171.7 | 0 | 81.3 | 284.6 | 296 | 293.1 | 0.8 | 0
noon | 27.1 | -171.7 | 0 | 79 | 285.1 | 296.2 | 293.3 | 0.8 | 0
13:00 | 24.5 | -155.5 | 0 | 65.6 | 285.4 | 296.1 | 293.4 | 0.7 | 0
14:00 | 19.7 | -140.4 | 0 | 49.7 | 285.5 | 296 | 293 | 0.6 | 0
15:00 | 13 | -126.6 | 0 | 33.4 | 285.3 | 296 | 292.9 | 0.5 | 0
16:00 | 5.2 | -114 | 0 | 14.6 | 284.7 | 296.2 | 292.3 | 0.4 | 0
17:00 | -3.4 | -102 | 0 | 0.4 | 284.1 | 296.3 | 292 | 0.5 | 0
18:00 | -12.4 | -90.2 | 0 | 0 | 283.5 | 296.2 | 291.9 | 0.8 | 0
19:00 | -21.5 | -78 | 0 | 0 | 283.1 | 296.3 | 291.8 | 0.5 | 0
20:00 | -30.1 | -64.6 | 0 | 0 | 282.8 | 296.2 | 291.7 | 0.6 | 0
21:00 | -37.8 | -49.3 | 0 | 0 | 282.5 | 296.4 | 291.5 | 0.6 | 0
22:00 | -43.7 | -31.4 | 0 | 0 | 282.4 | 296.1 | 291.7 | 0.6 | 0
23:00 | -47 | -10.8 | 0 | 0 | 282.2 | 296.3 | 291.5 | 0.6 | 0
November
| solar | solar | direct | diffuse | outdoor | indoor | window | heating | blinds
| altitude | azimuth | radiation | radiation | temp. | temp. | temp. | load | closed
| (degrees) | (degrees) | (W-h/m2) | (W-h/m2) | (K) | (K) | (K) | (W-h/m2) | (% time)
midnight | -56.2 | 12.8 | 0 | 0 | 278.9 | 294.1 | 289.1 | 103.2 | 0
1:00 | -52.4 | 36.3 | 0 | 0 | 278.8 | 294.1 | 289.1 | 104 | 0
2:00 | -45.8 | 55.6 | 0 | 0 | 278.6 | 294.1 | 289.1 | 110.1 | 0
3:00 | -37.7 | 71.1 | 0 | 0 | 278.5 | 294.1 | 289 | 106.5 | 0
4:00 | -28.8 | 84.3 | 0 | 0 | 278.4 | 294.1 | 289 | 102.5 | 0
5:00 | -19.7 | 96.2 | 0 | 0 | 278.4 | 294.1 | 289 | 106 | 0
6:00 | -10.7 | 107.7 | 0 | 0 | 278.3 | 294.1 | 289 | 106.3 | 0
7:00 | -2.4 | 119.2 | 0 | 1 | 278.2 | 294.1 | 288.9 | 106.9 | 0
8:00 | 5 | 131.2 | 0 | 16 | 278.4 | 295.3 | 290.8 | 1 | 0
9:00 | 11.1 | 144.1 | 0 | 30.1 | 278.8 | 296 | 290.8 | 1.6 | 0
10:00 | 15.5 | 157.9 | 0 | 45.9 | 279.2 | 295.9 | 291 | 1.7 | 0
11:00 | 17.8 | 172.5 | 0 | 57.8 | 279.7 | 296 | 291.1 | 1.7 | 0
noon | 17.8 | -172.5 | 0 | 55.3 | 280.1 | 296.1 | 291.3 | 1.6 | 0
13:00 | 15.5 | -157.9 | 0 | 47.3 | 280.3 | 295.9 | 291.5 | 1.8 | 0
14:00 | 11.1 | -144.1 | 0 | 30.2 | 280.4 | 295.7 | 291 | 1.6 | 0
15:00 | 5 | -131.2 | 0 | 12.9 | 280.2 | 295.6 | 291 | 1.3 | 0
16:00 | -2.4 | -119.2 | 0 | 0 | 280 | 295.8 | 290.8 | 0.9 | 0
17:00 | -10.7 | -107.7 | 0 | 0 | 279.7 | 296 | 290.6 | 1 | 0
18:00 | -19.7 | -96.2 | 0 | 0 | 279.6 | 296.2 | 290.6 | 1.4 | 0
19:00 | -28.8 | -84.3 | 0 | 0 | 279.4 | 296 | 290.4 | 1.3 | 0
20:00 | -37.7 | -71.1 | 0 | 0 | 279.4 | 296.1 | 290.7 | 1.4 | 0
21:00 | -45.8 | -55.6 | 0 | 0 | 279.2 | 296.1 | 290.5 | 1.2 | 0
22:00 | -52.4 | -36.3 | 0 | 0 | 279 | 296.2 | 290.3 | 1 | 0
23:00 | -56.2 | -12.8 | 0 | 0 | 278.8 | 296.1 | 290.3 | 1.4 | 0
December
| solar | solar | direct | diffuse | outdoor | indoor | window | heating | blinds
| altitude | azimuth | radiation | radiation | temp. | temp. | temp. | load | closed
| (degrees) | (degrees) | (W-h/m2) | (W-h/m2) | (K) | (K) | (K) | (W-h/m2) | (% time)
midnight | -60.2 | 13.9 | 0 | 0 | 276.9 | 294.1 | 288.5 | 108.1 | 0
1:00 | -56.1 | 39.1 | 0 | 0 | 276.8 | 294.1 | 288.5 | 112 | 0
2:00 | -49.2 | 58.9 | 0 | 0 | 276.8 | 294.1 | 288.5 | 112.4 | 0
3:00 | -40.9 | 74.4 | 0 | 0 | 276.8 | 294.1 | 288.5 | 112.4 | 0
4:00 | -31.9 | 87.4 | 0 | 0 | 276.9 | 294.1 | 288.5 | 109.8 | 0
5:00 | -22.8 | 99.1 | 0 | 0 | 277 | 294.1 | 288.5 | 112.8 | 0
6:00 | -14 | 110.2 | 0 | 0 | 276.9 | 294.1 | 288.5 | 109.9 | 0
7:00 | -5.8 | 121.5 | 0 | 0 | 276.9 | 294.1 | 288.5 | 107.2 | 0
8:00 | 1.4 | 133.2 | 0 | 1.8 | 277.1 | 296.1 | 290.3 | 0.3 | 0
9:00 | 7.3 | 145.7 | 0 | 14.9 | 277.3 | 295.8 | 290.2 | 2.3 | 0
10:00 | 11.6 | 158.9 | 0 | 28.6 | 277.7 | 296 | 290.1 | 2 | 0
11:00 | 13.8 | 172.9 | 0 | 36.8 | 277.9 | 295.8 | 290.5 | 2.3 | 0
noon | 13.8 | -172.9 | 0 | 37.9 | 278.2 | 295.9 | 290.5 | 2.3 | 0
13:00 | 11.6 | -158.9 | 0 | 29 | 278.4 | 295.9 | 290.5 | 1.7 | 0
14:00 | 7.3 | -145.7 | 0 | 18.1 | 278.3 | 295.6 | 290.4 | 1.7 | 0
15:00 | 1.4 | -133.2 | 0 | 4.7 | 278.2 | 296 | 290.3 | 1.3 | 0
16:00 | -5.8 | -121.5 | 0 | 0 | 277.8 | 295.9 | 290.1 | 1.5 | 0
17:00 | -14 | -110.2 | 0 | 0 | 277.7 | 295.9 | 290 | 1.6 | 0
18:00 | -22.8 | -99.1 | 0 | 0 | 277.5 | 295.9 | 289.9 | 1.7 | 0
19:00 | -31.9 | -87.4 | 0 | 0 | 277.5 | 296 | 289.7 | 1.6 | 0
20:00 | -40.9 | -74.4 | 0 | 0 | 277.3 | 295.8 | 289.6 | 1.6 | 0
21:00 | -49.2 | -58.9 | 0 | 0 | 277.1 | 295.7 | 289.7 | 1.6 | 0
22:00 | -56.1 | -39.1 | 0 | 0 | 277.1 | 295.8 | 289.9 | 1.4 | 0
23:00 | -60.2 | -13.9 | 0 | 0 | 277 | 296.1 | 289.9 | 1.3 | 0

## Sheet47
Scenario Three (red)
Tue Dec 03 2019 23:22:42 GMT+0000 (Greenwich Mean Time)
Setup Information:
Building
Location | UK - London
Building length, side A | N/A
Building length, side B | N/A
Simulation Type
Simulation Type | one_sided
Window Description
Typology | dgu_nb
Glazing Type | clear
Window Area | 47%
Wall Description
Insulation R-Value | 99999999.9 m2-K/W
Occupancy
Type | Low-rise Residential
Occupancy Load | 0.000 people per m2
Lighting Requirements | 400 lux
Equipment Load | 0.00 W/m2
Room Ventilation
Air Change Rate per Occupant | 15.0 liters / sec per person
Total Air Change Rate | 0.0 roomfuls per hour
Lighting Control
Lighting Control | lights do not respond to daylight: all lights fully on while building is occupied
Representative Room
Orientation | north
Room Depth | 27 m
Room Width | 5 m
Room Height | 2.2 m
Thermal Mass
Thermal Mass | none
Overhang
Overhang Depth | 0 m
Roof
Roof Type | adiabatic roof
Simulation Results:
Primary Energy Use and CO2 Emissions
| heating | cooling | lighting | total | CO2
| energy | energy | energy | energy | emissions
| (kWh/m2) | (kWh/m2) | (kWh/m2) | (kWh/m2) | (kg/m2)
January | 33.7 | 0 | 7.3 | 41 | 8.2
February | 28.1 | 0 | 6.6 | 34.7 | 6.9
March | 32.1 | 0 | 7.3 | 39.4 | 7.9
April | 25.9 | 0 | 7.1 | 33 | 6.6
May | 18.8 | 0 | 7.3 | 26.1 | 5.2
June | 9.4 | 0 | 7.1 | 16.5 | 3.3
July | 4.3 | 0 | 7.3 | 11.6 | 2.3
August | 4.2 | 0 | 7.3 | 11.5 | 2.3
September | 10.1 | 0 | 7.1 | 17.2 | 3.4
October | 15.5 | 0 | 7.3 | 22.8 | 4.6
November | 26 | 0 | 7.1 | 33.1 | 6.6
December | 28.2 | 0 | 7.3 | 35.5 | 7.1
Total | 236.3 | 0 | 86.1 | 322.4 | 64.5 | yearly energy
January
| solar | solar | direct | diffuse | outdoor | indoor | window | heating | blinds
| altitude | azimuth | radiation | radiation | temp. | temp. | temp. | load | closed
| (degrees) | (degrees) | (W-h/m2) | (W-h/m2) | (K) | (K) | (K) | (W-h/m2) | (% time)
midnight | -58.1 | 13.3 | 0 | 0 | 275.9 | 294.1 | 288.2 | 135.8 | 0
1:00 | -54.2 | 37.6 | 0 | 0 | 275.8 | 294.1 | 288.2 | 135 | 0
2:00 | -47.5 | 57.1 | 0 | 0 | 275.8 | 294.1 | 288.2 | 133.5 | 0
3:00 | -39.2 | 72.7 | 0 | 0 | 275.7 | 294.1 | 288.1 | 129.3 | 0
4:00 | -30.2 | 85.8 | 0 | 0 | 275.6 | 294.1 | 288.1 | 132 | 0
5:00 | -21.1 | 97.6 | 0 | 0 | 275.6 | 294.1 | 288.1 | 131.9 | 0
6:00 | -12.3 | 108.9 | 0 | 0 | 275.5 | 294.1 | 288.1 | 129.5 | 0
7:00 | -4 | 120.3 | 0 | 0 | 275.5 | 294.1 | 288.1 | 128.4 | 0
8:00 | 3.3 | 132.2 | 0 | 5.1 | 275.7 | 296.5 | 289.9 | 0.4 | 0
9:00 | 9.3 | 144.9 | 0 | 20.2 | 276.1 | 296.1 | 289.8 | 2.6 | 0
10:00 | 13.6 | 158.4 | 0 | 34.6 | 276.5 | 296.1 | 290 | 2.3 | 0
11:00 | 15.9 | 172.7 | 0 | 40.5 | 276.7 | 296 | 290.1 | 2.6 | 0
noon | 15.9 | -172.7 | 0 | 42.7 | 277.2 | 295.7 | 290.3 | 2.5 | 0
13:00 | 13.6 | -158.4 | 0 | 38.1 | 277.6 | 296.1 | 290.5 | 1.9 | 0
14:00 | 9.3 | -144.9 | 0 | 26.7 | 277.5 | 295.9 | 290.6 | 2.2 | 0
15:00 | 3.3 | -132.2 | 0 | 13.2 | 277.3 | 295.9 | 290 | 2.2 | 0
16:00 | -4 | -120.3 | 0 | 0.6 | 277 | 295.9 | 289.7 | 1.7 | 0
17:00 | -12.3 | -108.9 | 0 | 0 | 276.8 | 295.7 | 289.7 | 2.1 | 0
18:00 | -21.1 | -97.6 | 0 | 0 | 276.5 | 295.5 | 289.6 | 2 | 0
19:00 | -30.2 | -85.8 | 0 | 0 | 276.3 | 295.8 | 289.6 | 1.9 | 0
20:00 | -39.2 | -72.7 | 0 | 0 | 276.1 | 296 | 289.4 | 2.2 | 0
21:00 | -47.5 | -57.1 | 0 | 0 | 276.1 | 296 | 289.5 | 1.8 | 0
22:00 | -54.2 | -37.6 | 0 | 0 | 276 | 296 | 289.3 | 1.8 | 0
23:00 | -58.1 | -13.3 | 0 | 0 | 275.9 | 295.5 | 289.3 | 2.2 | 0
February
| solar | solar | direct | diffuse | outdoor | indoor | window | heating | blinds
| altitude | azimuth | radiation | radiation | temp. | temp. | temp. | load | closed
| (degrees) | (degrees) | (W-h/m2) | (W-h/m2) | (K) | (K) | (K) | (W-h/m2) | (% time)
midnight | -50.4 | 11.4 | 0 | 0 | 275.4 | 294.1 | 288 | 116 | 0
1:00 | -46.9 | 33 | 0 | 0 | 275.3 | 294.1 | 288 | 110.5 | 0
2:00 | -40.8 | 51.4 | 0 | 0 | 275.2 | 294.1 | 288 | 114.7 | 0
3:00 | -32.9 | 66.9 | 0 | 0 | 275.2 | 294.1 | 288 | 121.2 | 0
4:00 | -24.2 | 80.2 | 0 | 0 | 275.2 | 294.1 | 288 | 123.2 | 0
5:00 | -15.1 | 92.3 | 0 | 0 | 275.1 | 294.1 | 287.9 | 127.9 | 0
6:00 | -6.1 | 104 | 0 | 0 | 275.1 | 294.1 | 287.9 | 127.7 | 0
7:00 | 2.4 | 115.9 | 0 | 2.3 | 275.1 | 294.1 | 288 | 131.3 | 0
8:00 | 10.1 | 128.3 | 0 | 20.6 | 275.5 | 295.5 | 290.1 | 1.2 | 0
9:00 | 16.5 | 141.8 | 0 | 40.4 | 276.1 | 295.8 | 289.8 | 2.4 | 0
10:00 | 21.2 | 156.4 | 0 | 55.1 | 276.7 | 295.7 | 290.2 | 3.1 | 0
11:00 | 23.7 | 172 | 0 | 60.6 | 277.3 | 296.1 | 290.6 | 2.5 | 0
noon | 23.7 | -172 | 0 | 65.1 | 277.9 | 295.5 | 290.7 | 2.7 | 0
13:00 | 21.2 | -156.4 | 0 | 57 | 278.4 | 295.8 | 290.8 | 2.1 | 0
14:00 | 16.5 | -141.8 | 0 | 53.5 | 278.5 | 296 | 290.8 | 2.1 | 0
15:00 | 10.1 | -128.3 | 0 | 36 | 278.3 | 295.7 | 290.8 | 2.4 | 0
16:00 | 2.4 | -115.9 | 0 | 14.5 | 277.7 | 295.6 | 290.2 | 2.1 | 0
17:00 | -6.1 | -104 | 0 | 0.3 | 277.1 | 295.8 | 289.9 | 1.4 | 0
18:00 | -15.1 | -92.3 | 0 | 0 | 276.7 | 296.3 | 289.5 | 1.4 | 0
19:00 | -24.2 | -80.2 | 0 | 0 | 276.3 | 295.9 | 289.5 | 2.4 | 0
20:00 | -32.9 | -66.9 | 0 | 0 | 276 | 296 | 289.4 | 1.8 | 0
21:00 | -40.8 | -51.4 | 0 | 0 | 275.7 | 295.7 | 289.3 | 2.1 | 0
22:00 | -46.9 | -33 | 0 | 0 | 275.5 | 295.6 | 289.5 | 1.9 | 0
23:00 | -50.4 | -11.4 | 0 | 0 | 275.4 | 296 | 289.1 | 1.3 | 0
March
| solar | solar | direct | diffuse | outdoor | indoor | window | heating | blinds
| altitude | azimuth | radiation | radiation | temp. | temp. | temp. | load | closed
| (degrees) | (degrees) | (W-h/m2) | (W-h/m2) | (K) | (K) | (K) | (W-h/m2) | (% time)
midnight | -39 | 9.6 | 0 | 0 | 276.9 | 294.1 | 288.5 | 127.9 | 0
1:00 | -36 | 28.2 | 0 | 0 | 276.8 | 294.1 | 288.5 | 131.7 | 0
2:00 | -30.6 | 45 | 0 | 0 | 276.7 | 294.1 | 288.4 | 135.9 | 0
3:00 | -23.4 | 59.7 | 0 | 0 | 276.5 | 294.1 | 288.4 | 128.4 | 0
4:00 | -15 | 72.9 | 0 | 0 | 276.3 | 294.1 | 288.3 | 129.7 | 0
5:00 | -6.1 | 85.2 | 0 | 0 | 276.4 | 294.1 | 288.3 | 124.5 | 0
6:00 | 2.9 | 97.1 | 0 | 4.1 | 276.6 | 294.1 | 288.4 | 116.9 | 0
7:00 | 11.8 | 109.3 | 0 | 24.9 | 276.9 | 294.1 | 288.8 | 113.4 | 0
8:00 | 20 | 122.4 | 0 | 48.1 | 277.4 | 295.7 | 290.4 | 1.4 | 0
9:00 | 27 | 136.9 | 0 | 66.7 | 278 | 296.2 | 290.6 | 1.9 | 0
10:00 | 32.2 | 153.1 | 0 | 85.8 | 278.8 | 295.8 | 291.2 | 2.1 | 0
11:00 | 35.1 | 170.8 | 0 | 100 | 279.8 | 295.9 | 291.8 | 1.9 | 0
noon | 35.1 | -170.8 | 0 | 101.7 | 280.5 | 295.9 | 292 | 2.1 | 0
13:00 | 32.2 | -153.1 | 0 | 93 | 281.2 | 295.7 | 292.2 | 1.7 | 0
14:00 | 27 | -136.9 | 0 | 79.8 | 281.5 | 296 | 292.1 | 1.3 | 0
15:00 | 20 | -122.4 | 0 | 58.9 | 281.4 | 295.9 | 291.9 | 1.8 | 0
16:00 | 11.8 | -109.3 | 0 | 34.5 | 280.9 | 296 | 291.3 | 1.6 | 0
17:00 | 2.9 | -97.1 | 0 | 15.4 | 280.1 | 295.7 | 291.1 | 1.6 | 0
18:00 | -6.1 | -85.2 | 0 | 0 | 279.4 | 296.1 | 290.6 | 1.2 | 0
19:00 | -15 | -72.9 | 0 | 0 | 278.7 | 296 | 290 | 1.6 | 0
20:00 | -23.4 | -59.7 | 0 | 0 | 278.2 | 295.6 | 290 | 2.3 | 0
21:00 | -30.6 | -45 | 0 | 0 | 277.8 | 295.7 | 289.9 | 2.2 | 0
22:00 | -36 | -28.2 | 0 | 0 | 277.3 | 295.7 | 289.7 | 1.9 | 0
23:00 | -39 | -9.6 | 0 | 0 | 277.1 | 295.8 | 289.6 | 2 | 0
April
| solar | solar | direct | diffuse | outdoor | indoor | window | heating | blinds
| altitude | azimuth | radiation | radiation | temp. | temp. | temp. | load | closed
| (degrees) | (degrees) | (W-h/m2) | (W-h/m2) | (K) | (K) | (K) | (W-h/m2) | (% time)
midnight | -27.1 | 8.3 | 0 | 0 | 278.5 | 294.1 | 289 | 105 | 0
1:00 | -24.5 | 24.4 | 0 | 0 | 278.2 | 294.1 | 288.9 | 103.2 | 0
2:00 | -19.7 | 39.5 | 0 | 0 | 278 | 294.1 | 288.9 | 104.8 | 0
3:00 | -13.1 | 53.3 | 0 | 0 | 277.7 | 294.1 | 288.8 | 106.9 | 0
4:00 | -5.2 | 66 | 0 | 0 | 277.4 | 294.1 | 288.7 | 105.9 | 0
5:00 | 3.4 | 78 | 3 | 8 | 277.6 | 294.1 | 288.8 | 104.6 | 0
6:00 | 12.4 | 89.8 | 0.4 | 33.9 | 278.1 | 294.1 | 289.2 | 107.5 | 0
7:00 | 21.5 | 102 | 0 | 60.7 | 278.8 | 294.1 | 289.8 | 103.8 | 0
8:00 | 30.1 | 115.3 | 0 | 79.7 | 279.5 | 296.2 | 291.4 | 1.7 | 0
9:00 | 37.7 | 130.6 | 0 | 102.3 | 280.6 | 296.1 | 292 | 2.2 | 0
10:00 | 43.7 | 148.5 | 0 | 121.4 | 281.5 | 296.1 | 292.4 | 2.1 | 0
11:00 | 47 | 169.1 | 0 | 133.9 | 282.5 | 296.4 | 292.8 | 1.6 | 0
noon | 47 | -169.1 | 0 | 135.6 | 283.5 | 295.7 | 293.5 | 1.6 | 0
13:00 | 43.7 | -148.5 | 0 | 127.4 | 284.2 | 296.2 | 293.4 | 1 | 0
14:00 | 37.7 | -130.6 | 0 | 116.3 | 284.7 | 295.9 | 293.4 | 1 | 0
15:00 | 30.1 | -115.3 | 0 | 86.8 | 285 | 296.1 | 293.3 | 0.8 | 0
16:00 | 21.5 | -102 | 0 | 66.8 | 284.7 | 295.8 | 293 | 0.9 | 0
17:00 | 12.4 | -89.8 | 0.5 | 41.3 | 283.9 | 295.6 | 292.8 | 1 | 0
18:00 | 3.4 | -78 | 12.3 | 16.4 | 283 | 295.8 | 291.9 | 1 | 0
19:00 | -5.2 | -66 | 0 | 0 | 282 | 295.8 | 291.4 | 0.9 | 0
20:00 | -13.1 | -53.3 | 0 | 0 | 281 | 295.9 | 290.9 | 1.2 | 0
21:00 | -19.7 | -39.5 | 0 | 0 | 280 | 295.8 | 290.6 | 1.4 | 0
22:00 | -24.5 | -24.4 | 0 | 0 | 279.3 | 296.1 | 290.3 | 1.4 | 0
23:00 | -27.1 | -8.3 | 0 | 0 | 278.6 | 296 | 290.3 | 1.7 | 0
May
| solar | solar | direct | diffuse | outdoor | indoor | window | heating | blinds
| altitude | azimuth | radiation | radiation | temp. | temp. | temp. | load | closed
| (degrees) | (degrees) | (W-h/m2) | (W-h/m2) | (K) | (K) | (K) | (W-h/m2) | (% time)
midnight | -17.9 | 7.4 | 0 | 0 | 281 | 294.1 | 289.8 | 75.3 | 0
1:00 | -15.5 | 22 | 0 | 0 | 280.8 | 294.1 | 289.7 | 76 | 0
2:00 | -11.1 | 35.8 | 0 | 0 | 280.5 | 294.1 | 289.7 | 76.4 | 0
3:00 | -5 | 48.7 | 0 | 0 | 280.2 | 294.1 | 289.5 | 75.1 | 0
4:00 | 2.4 | 60.8 | 12.8 | 10.9 | 280.2 | 294.1 | 289.8 | 76.9 | 0
5:00 | 10.7 | 72.3 | 41.5 | 40.6 | 280.5 | 294.1 | 290.5 | 75.7 | 0
6:00 | 19.6 | 83.7 | 18 | 62.9 | 280.9 | 294.1 | 290.6 | 75.8 | 0
7:00 | 28.7 | 95.6 | 0 | 84.8 | 281.8 | 294.1 | 291 | 67.1 | 0
8:00 | 37.6 | 108.8 | 0 | 101.3 | 282.7 | 296 | 292.9 | 0.9 | 0
9:00 | 45.8 | 124.4 | 0 | 131.7 | 283.7 | 295.7 | 293.4 | 1 | 0
10:00 | 52.4 | 143.6 | 0 | 145.9 | 284.8 | 296.1 | 293.7 | 0.8 | 0
11:00 | 56.2 | 167.2 | 0 | 152.2 | 285.8 | 295.8 | 294.3 | 0.5 | 0
noon | 56.2 | -167.2 | 0 | 145.7 | 286.8 | 296 | 294.7 | 0.4 | 0
13:00 | 52.4 | -143.6 | 0 | 137.1 | 287.6 | 296.4 | 294.8 | 0.3 | 0
14:00 | 45.8 | -124.4 | 0 | 134.2 | 288 | 296.2 | 295.2 | 0.4 | 0
15:00 | 37.6 | -108.8 | 0 | 116.3 | 288 | 296 | 295 | 0.3 | 0
16:00 | 28.7 | -95.6 | 0 | 97.6 | 287.9 | 296.1 | 294.7 | 0.3 | 0
17:00 | 19.6 | -83.7 | 19 | 74.3 | 287.3 | 295.9 | 294.2 | 0.3 | 0
18:00 | 10.7 | -72.3 | 47.9 | 48.7 | 286.3 | 296.1 | 293.8 | 0.2 | 0
19:00 | 2.4 | -60.8 | 25.2 | 18.1 | 285.1 | 295.9 | 292.9 | 0.4 | 0
20:00 | -5 | -48.7 | 0 | 0 | 284 | 295.8 | 292.3 | 0.4 | 0
21:00 | -11.1 | -35.8 | 0 | 0 | 283.1 | 295.8 | 291.7 | 0.5 | 0
22:00 | -15.5 | -22 | 0 | 0 | 282.3 | 296.2 | 291.2 | 0.6 | 0
23:00 | -17.9 | -7.4 | 0 | 0 | 281.5 | 295.7 | 291.2 | 0.9 | 0
June
| solar | solar | direct | diffuse | outdoor | indoor | window | heating | blinds
| altitude | azimuth | radiation | radiation | temp. | temp. | temp. | load | closed
| (degrees) | (degrees) | (W-h/m2) | (W-h/m2) | (K) | (K) | (K) | (W-h/m2) | (% time)
midnight | -13.8 | 7 | 0 | 0 | 284.5 | 294.1 | 290.9 | 42.4 | 0
1:00 | -11.6 | 21 | 0 | 0 | 284.2 | 294.1 | 290.9 | 41.5 | 0
2:00 | -7.3 | 34.3 | 0 | 0 | 283.9 | 294.1 | 290.7 | 38.2 | 0
3:00 | -1.4 | 46.7 | 0 | 0 | 283.6 | 294.1 | 290.6 | 37.1 | 0
4:00 | 5.8 | 58.4 | 47 | 27.4 | 283.7 | 294.2 | 291.6 | 38.3 | 0
5:00 | 14 | 69.7 | 54.6 | 52.4 | 284.2 | 294.3 | 292.1 | 37.8 | 0
6:00 | 22.8 | 80.8 | 26.7 | 76.8 | 284.6 | 294.4 | 292.1 | 38.8 | 0
7:00 | 31.9 | 92.5 | 0 | 90.6 | 285.2 | 294.3 | 292.3 | 37.5 | 0
8:00 | 40.9 | 105.5 | 0 | 104.6 | 286.2 | 296.1 | 294.1 | 0.4 | 0
9:00 | 49.2 | 121 | 0 | 130.5 | 287.2 | 296.4 | 294.6 | 0.3 | 0
10:00 | 56.1 | 140.8 | 0 | 140.9 | 288.1 | 296.4 | 295.1 | 0.2 | 0
11:00 | 60.2 | 166 | 0 | 149.1 | 289.1 | 296.8 | 295.8 | 0.2 | 0
noon | 60.2 | -166 | 0 | 150.4 | 290 | 297.2 | 296.2 | 0.1 | 0
13:00 | 56.1 | -140.8 | 0 | 149.6 | 290.6 | 297.4 | 296.6 | 0 | 0
14:00 | 49.2 | -121 | 0 | 133.5 | 291 | 297.3 | 296.7 | 0 | 0
15:00 | 40.9 | -105.5 | 0 | 111.8 | 291.1 | 297.6 | 296.3 | 0 | 0
16:00 | 31.9 | -92.5 | 0 | 113.1 | 290.9 | 297.1 | 296 | 0 | 0
17:00 | 22.8 | -80.8 | 25.1 | 93.4 | 290.2 | 296.8 | 295.8 | 0.2 | 0
18:00 | 14 | -69.7 | 50.8 | 67.2 | 289.3 | 296.5 | 295.3 | 0.2 | 0
19:00 | 5.8 | -58.4 | 47.8 | 41 | 288.3 | 296.6 | 294.8 | 0.2 | 0
20:00 | -1.4 | -46.7 | 0 | 0 | 287.4 | 295.9 | 293.5 | 0.2 | 0
21:00 | -7.3 | -34.3 | 0 | 0 | 286.4 | 296 | 292.8 | 0.2 | 0
22:00 | -11.6 | -21 | 0 | 0 | 285.7 | 296.2 | 292.6 | 0.3 | 0
23:00 | -13.8 | -7 | 0 | 0 | 284.8 | 296.2 | 292.3 | 0.3 | 0
July
| solar | solar | direct | diffuse | outdoor | indoor | window | heating | blinds
| altitude | azimuth | radiation | radiation | temp. | temp. | temp. | load | closed
| (degrees) | (degrees) | (W-h/m2) | (W-h/m2) | (K) | (K) | (K) | (W-h/m2) | (% time)
midnight | -15.9 | 7.2 | 0 | 0 | 286.4 | 295 | 292.3 | 15.6 | 0
1:00 | -13.7 | 21.5 | 0 | 0 | 286.1 | 294.6 | 291.8 | 19.2 | 0
2:00 | -9.3 | 35.1 | 0 | 0 | 285.6 | 294.3 | 291.5 | 19.4 | 0
3:00 | -3.3 | 47.8 | 0 | 0 | 285.3 | 294.2 | 291.2 | 17.9 | 0
4:00 | 4 | 59.7 | 7.4 | 13.9 | 285.5 | 294.2 | 291.6 | 18.8 | 0
5:00 | 12.3 | 71 | 22.1 | 43.4 | 285.8 | 294.7 | 292.4 | 16.4 | 0
6:00 | 21.1 | 82.3 | 12.9 | 72.5 | 286.4 | 295.3 | 293.1 | 16.6 | 0
7:00 | 30.2 | 94.1 | 0 | 90.2 | 286.8 | 295.6 | 293.6 | 14.5 | 0
8:00 | 39.2 | 107.3 | 0 | 107.5 | 287.6 | 297.2 | 295.2 | 0 | 0
9:00 | 47.4 | 122.8 | 0 | 130 | 288.7 | 297 | 295.8 | 0 | 0
10:00 | 54.2 | 142.4 | 0 | 152.9 | 289.7 | 297.3 | 296.5 | 0 | 0
11:00 | 58.1 | 166.6 | 0 | 166.1 | 290.7 | 297.5 | 297 | 0 | 0
noon | 58.1 | -166.6 | 0 | 174.3 | 291.7 | 297.7 | 297.6 | 0 | 0
13:00 | 54.2 | -142.4 | 0 | 161.4 | 292.5 | 297.7 | 297.8 | 0 | 0
14:00 | 47.4 | -122.8 | 0 | 145.3 | 292.9 | 297.4 | 297.5 | 0 | 0
15:00 | 39.2 | -107.3 | 0 | 120.5 | 293 | 297.6 | 297.2 | 0 | 0
16:00 | 30.2 | -94.1 | 0 | 114.7 | 292.8 | 297.2 | 297.2 | 0 | 0
17:00 | 21.1 | -82.3 | 18.9 | 91.1 | 292.4 | 297.2 | 296.8 | 0 | 0
18:00 | 12.3 | -71 | 59.5 | 68.5 | 291.5 | 297.7 | 296.8 | 0 | 0
19:00 | 4 | -59.7 | 57.7 | 35.1 | 290.4 | 297.3 | 296.2 | 0 | 0
20:00 | -3.3 | -47.8 | 0 | 0 | 289.3 | 297 | 294.6 | 0 | 0
21:00 | -9.3 | -35.1 | 0 | 0 | 288.4 | 297 | 294.2 | 0 | 0
22:00 | -13.7 | -21.5 | 0 | 0 | 287.5 | 297.1 | 293.9 | 0 | 0
23:00 | -15.9 | -7.2 | 0 | 0 | 286.8 | 297 | 293.7 | 0 | 0
August
| solar | solar | direct | diffuse | outdoor | indoor | window | heating | blinds
| altitude | azimuth | radiation | radiation | temp. | temp. | temp. | load | closed
| (degrees) | (degrees) | (W-h/m2) | (W-h/m2) | (K) | (K) | (K) | (W-h/m2) | (% time)
midnight | -23.7 | 7.9 | 0 | 0 | 286.4 | 294.8 | 292.1 | 13.7 | 0
1:00 | -21.3 | 23.5 | 0 | 0 | 286 | 294.5 | 291.7 | 15 | 0
2:00 | -16.6 | 38.1 | 0 | 0 | 285.9 | 294.3 | 291.5 | 16.7 | 0
3:00 | -10.1 | 51.6 | 0 | 0 | 285.4 | 294.2 | 291.3 | 17.9 | 0
4:00 | -2.4 | 64.1 | 0 | 0 | 285.1 | 294.2 | 291.2 | 20.1 | 0
5:00 | 6 | 75.9 | 12.7 | 19 | 285.3 | 294.3 | 291.6 | 19 | 0
6:00 | 15.1 | 87.6 | 5.8 | 45.6 | 285.9 | 294.7 | 292.2 | 17.7 | 0
7:00 | 24.2 | 99.7 | 0 | 76 | 286.5 | 295.2 | 293.1 | 17.7 | 0
8:00 | 32.9 | 113.1 | 0 | 96.4 | 287.3 | 296.7 | 294.7 | 0 | 0
9:00 | 40.7 | 128.5 | 0 | 119 | 288.2 | 296.8 | 295.4 | 0 | 0
10:00 | 46.9 | 146.9 | 0 | 144.3 | 289.3 | 297 | 295.9 | 0 | 0
11:00 | 50.3 | 168.5 | 0 | 156.9 | 290.4 | 297.1 | 296.6 | 0 | 0
noon | 50.3 | -168.5 | 0 | 169.1 | 291.3 | 297.3 | 297.2 | 0 | 0
13:00 | 46.9 | -146.9 | 0 | 150.2 | 292 | 297.7 | 297.4 | 0 | 0
14:00 | 40.7 | -128.5 | 0 | 130.8 | 292.5 | 297.6 | 297.3 | 0 | 0
15:00 | 32.9 | -113.1 | 0 | 103.7 | 292.6 | 297.4 | 297.1 | 0 | 0
16:00 | 24.2 | -99.7 | 0 | 76.7 | 292.2 | 297.5 | 296.5 | 0 | 0
17:00 | 15.1 | -87.6 | 6.3 | 56.4 | 291.7 | 297.5 | 296 | 0 | 0
18:00 | 6 | -75.9 | 24.9 | 35.1 | 290.9 | 297.3 | 295.7 | 0 | 0
19:00 | -2.4 | -64.1 | 0 | 6 | 289.9 | 296.9 | 294.9 | 0 | 0
20:00 | -10.1 | -51.6 | 0 | 0 | 289 | 297.1 | 294.3 | 0 | 0
21:00 | -16.6 | -38.1 | 0 | 0 | 288.1 | 297.1 | 294.2 | 0 | 0
22:00 | -21.3 | -23.5 | 0 | 0 | 287.3 | 296.8 | 293.5 | 0 | 0
23:00 | -23.7 | -7.9 | 0 | 0 | 286.6 | 296.5 | 293.5 | 0 | 0
September
| solar | solar | direct | diffuse | outdoor | indoor | window | heating | blinds
| altitude | azimuth | radiation | radiation | temp. | temp. | temp. | load | closed
| (degrees) | (degrees) | (W-h/m2) | (W-h/m2) | (K) | (K) | (K) | (W-h/m2) | (% time)
midnight | -35.1 | 9.1 | 0 | 0 | 284.9 | 294.9 | 291.7 | 42.2 | 0
1:00 | -32.3 | 26.9 | 0 | 0 | 284.8 | 294.5 | 291.4 | 42.4 | 0
2:00 | -27.1 | 43.1 | 0 | 0 | 284.5 | 294.4 | 291.1 | 42 | 0
3:00 | -20 | 57.5 | 0 | 0 | 284.3 | 294.3 | 291 | 41.4 | 0
4:00 | -11.8 | 70.6 | 0 | 0 | 284.1 | 294.2 | 290.9 | 42.2 | 0
5:00 | -3 | 82.8 | 0 | 0.3 | 284 | 294.2 | 290.8 | 44.3 | 0
6:00 | 6 | 94.7 | 0 | 19.9 | 284.3 | 294.2 | 291.1 | 42 | 0
7:00 | 15 | 107 | 0 | 44.4 | 284.7 | 294.5 | 291.7 | 37 | 0
8:00 | 23.3 | 120.2 | 0 | 67.9 | 285.4 | 297 | 293.6 | 0.4 | 0
9:00 | 30.6 | 135 | 0 | 89.9 | 286.1 | 297 | 294.1 | 0.6 | 0
10:00 | 36 | 151.7 | 0 | 104.9 | 286.8 | 297 | 294.7 | 0.3 | 0
11:00 | 39 | 170.3 | 0 | 105.9 | 287.6 | 297 | 294.7 | 0.3 | 0
noon | 39 | -170.3 | 0 | 104.9 | 288.3 | 296.7 | 295.4 | 0.2 | 0
13:00 | 36 | -151.7 | 0 | 101.4 | 288.9 | 297.1 | 295.4 | 0.1 | 0
14:00 | 30.6 | -135 | 0 | 92.6 | 289.4 | 297.3 | 295.4 | 0.1 | 0
15:00 | 23.3 | -120.2 | 0 | 73.2 | 289.5 | 296.9 | 295.5 | 0.2 | 0
16:00 | 15 | -107 | 0 | 44.6 | 289.3 | 296.9 | 294.9 | 0.1 | 0
17:00 | 6 | -94.7 | 0 | 23.9 | 288.6 | 297 | 294.3 | 0.1 | 0
18:00 | -3 | -82.8 | 0 | 2.4 | 287.8 | 296.8 | 294 | 0.2 | 0
19:00 | -11.8 | -70.6 | 0 | 0 | 287.1 | 296.8 | 293.7 | 0.4 | 0
20:00 | -20 | -57.5 | 0 | 0 | 286.5 | 296.5 | 293.2 | 0.4 | 0
21:00 | -27.1 | -43.1 | 0 | 0 | 285.9 | 296.4 | 293.1 | 0.4 | 0
22:00 | -32.3 | -26.9 | 0 | 0 | 285.3 | 296.8 | 292.7 | 0.4 | 0
23:00 | -35.1 | -9.1 | 0 | 0 | 285 | 296.8 | 292.6 | 0.6 | 0
October
| solar | solar | direct | diffuse | outdoor | indoor | window | heating | blinds
| altitude | azimuth | radiation | radiation | temp. | temp. | temp. | load | closed
| (degrees) | (degrees) | (W-h/m2) | (W-h/m2) | (K) | (K) | (K) | (W-h/m2) | (% time)
midnight | -47 | 10.8 | 0 | 0 | 282.1 | 294.2 | 290.3 | 57.7 | 0
1:00 | -43.7 | 31.4 | 0 | 0 | 282.1 | 294.1 | 290.2 | 56.8 | 0
2:00 | -37.8 | 49.3 | 0 | 0 | 282 | 294.1 | 290.1 | 58.3 | 0
3:00 | -30.1 | 64.6 | 0 | 0 | 281.8 | 294.1 | 290.1 | 59.2 | 0
4:00 | -21.5 | 78 | 0 | 0 | 281.8 | 294.1 | 290.1 | 60.7 | 0
5:00 | -12.4 | 90.2 | 0 | 0 | 281.7 | 294.1 | 290 | 65.4 | 0
6:00 | -3.4 | 102 | 0 | 0.8 | 281.8 | 294.1 | 290.1 | 66.1 | 0
7:00 | 5.2 | 114 | 0 | 16.8 | 282.2 | 294.1 | 290.4 | 64.7 | 0
8:00 | 13 | 126.6 | 0 | 37.6 | 282.6 | 295.9 | 292 | 0.6 | 0
9:00 | 19.7 | 140.4 | 0 | 61.3 | 283.3 | 296.2 | 292.5 | 0.8 | 0
10:00 | 24.5 | 155.5 | 0 | 70.4 | 283.9 | 296.2 | 292.7 | 0.9 | 0
11:00 | 27.1 | 171.7 | 0 | 81.3 | 284.6 | 296 | 293.1 | 0.8 | 0
noon | 27.1 | -171.7 | 0 | 79 | 285.1 | 296.1 | 293.3 | 0.8 | 0
13:00 | 24.5 | -155.5 | 0 | 65.6 | 285.4 | 296.1 | 293.4 | 0.6 | 0
14:00 | 19.7 | -140.4 | 0 | 49.7 | 285.5 | 296.1 | 292.9 | 0.7 | 0
15:00 | 13 | -126.6 | 0 | 33.4 | 285.3 | 295.6 | 293.1 | 0.5 | 0
16:00 | 5.2 | -114 | 0 | 14.6 | 284.7 | 296.2 | 292.3 | 0.4 | 0
17:00 | -3.4 | -102 | 0 | 0.4 | 284.1 | 296.1 | 292.1 | 0.6 | 0
18:00 | -12.4 | -90.2 | 0 | 0 | 283.5 | 296 | 292 | 0.7 | 0
19:00 | -21.5 | -78 | 0 | 0 | 283.1 | 296.2 | 291.9 | 0.5 | 0
20:00 | -30.1 | -64.6 | 0 | 0 | 282.8 | 296.1 | 291.7 | 0.6 | 0
21:00 | -37.8 | -49.3 | 0 | 0 | 282.5 | 296.2 | 291.7 | 0.6 | 0
22:00 | -43.7 | -31.4 | 0 | 0 | 282.4 | 296.1 | 291.6 | 0.6 | 0
23:00 | -47 | -10.8 | 0 | 0 | 282.2 | 296 | 291.5 | 0.6 | 0
November
| solar | solar | direct | diffuse | outdoor | indoor | window | heating | blinds
| altitude | azimuth | radiation | radiation | temp. | temp. | temp. | load | closed
| (degrees) | (degrees) | (W-h/m2) | (W-h/m2) | (K) | (K) | (K) | (W-h/m2) | (% time)
midnight | -56.2 | 12.8 | 0 | 0 | 278.9 | 294.1 | 289.1 | 103.5 | 0
1:00 | -52.4 | 36.3 | 0 | 0 | 278.8 | 294.1 | 289.1 | 104 | 0
2:00 | -45.8 | 55.6 | 0 | 0 | 278.6 | 294.1 | 289.1 | 110.2 | 0
3:00 | -37.7 | 71.1 | 0 | 0 | 278.5 | 294.1 | 289 | 106.6 | 0
4:00 | -28.8 | 84.3 | 0 | 0 | 278.4 | 294.1 | 289 | 102.5 | 0
5:00 | -19.7 | 96.2 | 0 | 0 | 278.4 | 294.1 | 289 | 106 | 0
6:00 | -10.7 | 107.7 | 0 | 0 | 278.3 | 294.1 | 289 | 106.3 | 0
7:00 | -2.4 | 119.2 | 0 | 1 | 278.2 | 294.1 | 288.9 | 106.9 | 0
8:00 | 5 | 131.2 | 0 | 16 | 278.4 | 295.5 | 290.7 | 0.8 | 0
9:00 | 11.1 | 144.1 | 0 | 30.1 | 278.8 | 296 | 290.7 | 1.8 | 0
10:00 | 15.5 | 157.9 | 0 | 45.9 | 279.2 | 295.8 | 291.1 | 1.7 | 0
11:00 | 17.8 | 172.5 | 0 | 57.8 | 279.7 | 296 | 291.2 | 1.7 | 0
noon | 17.8 | -172.5 | 0 | 55.3 | 280.1 | 295.7 | 291.4 | 1.8 | 0
13:00 | 15.5 | -157.9 | 0 | 47.3 | 280.3 | 296 | 291.4 | 1.4 | 0
14:00 | 11.1 | -144.1 | 0 | 30.2 | 280.4 | 295.9 | 291.2 | 1.6 | 0
15:00 | 5 | -131.2 | 0 | 12.9 | 280.2 | 295.8 | 291 | 1 | 0
16:00 | -2.4 | -119.2 | 0 | 0 | 280 | 296.2 | 290.6 | 1.1 | 0
17:00 | -10.7 | -107.7 | 0 | 0 | 279.7 | 296.1 | 290.6 | 1.3 | 0
18:00 | -19.7 | -96.2 | 0 | 0 | 279.6 | 295.7 | 290.5 | 1.4 | 0
19:00 | -28.8 | -84.3 | 0 | 0 | 279.4 | 296.1 | 290.4 | 0.9 | 0
20:00 | -37.7 | -71.1 | 0 | 0 | 279.4 | 295.9 | 290.5 | 1.4 | 0
21:00 | -45.8 | -55.6 | 0 | 0 | 279.2 | 295.9 | 290.5 | 1 | 0
22:00 | -52.4 | -36.3 | 0 | 0 | 279 | 295.4 | 290.4 | 1.5 | 0
23:00 | -56.2 | -12.8 | 0 | 0 | 278.8 | 295.8 | 290.5 | 1 | 0
December
| solar | solar | direct | diffuse | outdoor | indoor | window | heating | blinds
| altitude | azimuth | radiation | radiation | temp. | temp. | temp. | load | closed
| (degrees) | (degrees) | (W-h/m2) | (W-h/m2) | (K) | (K) | (K) | (W-h/m2) | (% time)
midnight | -60.2 | 13.9 | 0 | 0 | 276.9 | 294.1 | 288.5 | 108.2 | 0
1:00 | -56.1 | 39.1 | 0 | 0 | 276.8 | 294.1 | 288.5 | 112.1 | 0
2:00 | -49.2 | 58.9 | 0 | 0 | 276.8 | 294.1 | 288.5 | 112.4 | 0
3:00 | -40.9 | 74.4 | 0 | 0 | 276.8 | 294.1 | 288.5 | 112.4 | 0
4:00 | -31.9 | 87.4 | 0 | 0 | 276.9 | 294.1 | 288.5 | 109.8 | 0
5:00 | -22.8 | 99.1 | 0 | 0 | 277 | 294.1 | 288.5 | 112.8 | 0
6:00 | -14 | 110.2 | 0 | 0 | 276.9 | 294.1 | 288.5 | 110 | 0
7:00 | -5.8 | 121.5 | 0 | 0 | 276.9 | 294.1 | 288.5 | 107.2 | 0
8:00 | 1.4 | 133.2 | 0 | 1.8 | 277.1 | 296.2 | 290.3 | 0.3 | 0
9:00 | 7.3 | 145.7 | 0 | 14.9 | 277.3 | 295.8 | 290.3 | 2.3 | 0
10:00 | 11.6 | 158.9 | 0 | 28.6 | 277.7 | 296.1 | 290.3 | 2.1 | 0
11:00 | 13.8 | 172.9 | 0 | 36.8 | 277.9 | 296.2 | 290.6 | 2.1 | 0
noon | 13.8 | -172.9 | 0 | 37.9 | 278.2 | 295.9 | 290.6 | 2.4 | 0
13:00 | 11.6 | -158.9 | 0 | 29 | 278.4 | 295.7 | 290.6 | 1.7 | 0
14:00 | 7.3 | -145.7 | 0 | 18.1 | 278.3 | 296.1 | 290.3 | 1.6 | 0
15:00 | 1.4 | -133.2 | 0 | 4.7 | 278.2 | 296 | 290.1 | 1.4 | 0
16:00 | -5.8 | -121.5 | 0 | 0 | 277.8 | 296 | 289.8 | 1.4 | 0
17:00 | -14 | -110.2 | 0 | 0 | 277.7 | 296 | 289.8 | 1.6 | 0
18:00 | -22.8 | -99.1 | 0 | 0 | 277.5 | 296 | 289.6 | 1.7 | 0
19:00 | -31.9 | -87.4 | 0 | 0 | 277.5 | 295.7 | 289.5 | 1.7 | 0
20:00 | -40.9 | -74.4 | 0 | 0 | 277.3 | 295.5 | 290.1 | 1.6 | 0
21:00 | -49.2 | -58.9 | 0 | 0 | 277.1 | 296.1 | 289.8 | 0.9 | 0
22:00 | -56.1 | -39.1 | 0 | 0 | 277.1 | 296.1 | 289.5 | 1.5 | 0
23:00 | -60.2 | -13.9 | 0 | 0 | 277 | 296 | 289.6 | 1.8 | 0

## Sheet48
Scenario Four (green)
Tue Dec 03 2019 23:22:49 GMT+0000 (Greenwich Mean Time)
Setup Information:
Building
Location | UK - London
Building length, side A | N/A
Building length, side B | N/A
Simulation Type
Simulation Type | one_sided
Window Description
Typology | dgu_nb
Glazing Type | clear
Window Area | 48%
Wall Description
Insulation R-Value | 99999999.9 m2-K/W
Occupancy
Type | Low-rise Residential
Occupancy Load | 0.000 people per m2
Lighting Requirements | 400 lux
Equipment Load | 0.00 W/m2
Room Ventilation
Air Change Rate per Occupant | 15.0 liters / sec per person
Total Air Change Rate | 0.0 roomfuls per hour
Lighting Control
Lighting Control | lights do not respond to daylight: all lights fully on while building is occupied
Representative Room
Orientation | north
Room Depth | 27 m
Room Width | 5 m
Room Height | 2.2 m
Thermal Mass
Thermal Mass | none
Overhang
Overhang Depth | 0 m
Roof
Roof Type | adiabatic roof
Simulation Results:
Primary Energy Use and CO2 Emissions
| heating | cooling | lighting | total | CO2
| energy | energy | energy | energy | emissions
| (kWh/m2) | (kWh/m2) | (kWh/m2) | (kWh/m2) | (kg/m2)
January | 33.7 | 0 | 7.3 | 41 | 8.2
February | 28.1 | 0 | 6.6 | 34.7 | 6.9
March | 32.2 | 0 | 7.3 | 39.5 | 7.9
April | 25.9 | 0 | 7.1 | 33 | 6.6
May | 18.8 | 0 | 7.3 | 26.1 | 5.2
June | 9.4 | 0 | 7.1 | 16.5 | 3.3
July | 4.3 | 0 | 7.3 | 11.6 | 2.3
August | 4.2 | 0 | 7.3 | 11.5 | 2.3
September | 10.1 | 0 | 7.1 | 17.2 | 3.4
October | 15.5 | 0 | 7.3 | 22.8 | 4.6
November | 26 | 0 | 7.1 | 33.1 | 6.6
December | 28.2 | 0 | 7.3 | 35.5 | 7.1
Total | 236.4 | 0 | 86.1 | 322.5 | 64.5 | yearly energy
January
| solar | solar | direct | diffuse | outdoor | indoor | window | heating | blinds
| altitude | azimuth | radiation | radiation | temp. | temp. | temp. | load | closed
| (degrees) | (degrees) | (W-h/m2) | (W-h/m2) | (K) | (K) | (K) | (W-h/m2) | (% time)
midnight | -58.1 | 13.3 | 0 | 0 | 275.9 | 294.1 | 288.2 | 135.5 | 0
1:00 | -54.2 | 37.6 | 0 | 0 | 275.8 | 294.1 | 288.2 | 135.1 | 0
2:00 | -47.5 | 57.1 | 0 | 0 | 275.8 | 294.1 | 288.2 | 133.5 | 0
3:00 | -39.2 | 72.7 | 0 | 0 | 275.7 | 294.1 | 288.1 | 129.3 | 0
4:00 | -30.2 | 85.8 | 0 | 0 | 275.6 | 294.1 | 288.1 | 132.1 | 0
5:00 | -21.1 | 97.6 | 0 | 0 | 275.6 | 294.1 | 288.1 | 131.9 | 0
6:00 | -12.3 | 108.9 | 0 | 0 | 275.5 | 294.1 | 288.1 | 129.6 | 0
7:00 | -4 | 120.3 | 0 | 0 | 275.5 | 294.1 | 288.1 | 128.4 | 0
8:00 | 3.3 | 132.2 | 0 | 5.1 | 275.7 | 296.6 | 289.9 | 0.4 | 0
9:00 | 9.3 | 144.9 | 0 | 20.2 | 276.1 | 296.2 | 289.8 | 2.7 | 0
10:00 | 13.6 | 158.4 | 0 | 34.6 | 276.5 | 296 | 290 | 2.4 | 0
11:00 | 15.9 | 172.7 | 0 | 40.5 | 276.7 | 296.2 | 290 | 2.4 | 0
noon | 15.9 | -172.7 | 0 | 42.7 | 277.2 | 295.7 | 290.4 | 2.4 | 0
13:00 | 13.6 | -158.4 | 0 | 38.1 | 277.6 | 296.2 | 290.2 | 2.2 | 0
14:00 | 9.3 | -144.9 | 0 | 26.7 | 277.5 | 296.1 | 290.4 | 2.2 | 0
15:00 | 3.3 | -132.2 | 0 | 13.2 | 277.3 | 296.1 | 290.1 | 2.1 | 0
16:00 | -4 | -120.3 | 0 | 0.6 | 277 | 296.2 | 289.7 | 1.4 | 0
17:00 | -12.3 | -108.9 | 0 | 0 | 276.8 | 296 | 289.4 | 2.3 | 0
18:00 | -21.1 | -97.6 | 0 | 0 | 276.5 | 295.8 | 289.6 | 2.1 | 0
19:00 | -30.2 | -85.8 | 0 | 0 | 276.3 | 295.9 | 289.6 | 2.3 | 0
20:00 | -39.2 | -72.7 | 0 | 0 | 276.1 | 295.8 | 289.3 | 1.6 | 0
21:00 | -47.5 | -57.1 | 0 | 0 | 276.1 | 295.9 | 289.5 | 1.8 | 0
22:00 | -54.2 | -37.6 | 0 | 0 | 276 | 295.8 | 289.4 | 2.3 | 0
23:00 | -58.1 | -13.3 | 0 | 0 | 275.9 | 296 | 289.4 | 1.7 | 0
February
| solar | solar | direct | diffuse | outdoor | indoor | window | heating | blinds
| altitude | azimuth | radiation | radiation | temp. | temp. | temp. | load | closed
| (degrees) | (degrees) | (W-h/m2) | (W-h/m2) | (K) | (K) | (K) | (W-h/m2) | (% time)
midnight | -50.4 | 11.4 | 0 | 0 | 275.4 | 294.1 | 288 | 115.9 | 0
1:00 | -46.9 | 33 | 0 | 0 | 275.3 | 294.1 | 288 | 110.6 | 0
2:00 | -40.8 | 51.4 | 0 | 0 | 275.2 | 294.1 | 288 | 114.7 | 0
3:00 | -32.9 | 66.9 | 0 | 0 | 275.2 | 294.1 | 288 | 121.3 | 0
4:00 | -24.2 | 80.2 | 0 | 0 | 275.2 | 294.1 | 288 | 123.3 | 0
5:00 | -15.1 | 92.3 | 0 | 0 | 275.1 | 294.1 | 287.9 | 127.9 | 0
6:00 | -6.1 | 104 | 0 | 0 | 275.1 | 294.1 | 287.9 | 127.7 | 0
7:00 | 2.4 | 115.9 | 0 | 2.3 | 275.1 | 294.1 | 288 | 131.3 | 0
8:00 | 10.1 | 128.3 | 0 | 20.6 | 275.5 | 295.6 | 290.1 | 1.2 | 0
9:00 | 16.5 | 141.8 | 0 | 40.4 | 276.1 | 296.2 | 289.7 | 2.2 | 0
10:00 | 21.2 | 156.4 | 0 | 55.1 | 276.7 | 295.8 | 290.4 | 3.3 | 0
11:00 | 23.7 | 172 | 0 | 60.6 | 277.3 | 296 | 290.5 | 2.5 | 0
noon | 23.7 | -172 | 0 | 65.1 | 277.9 | 295.9 | 290.6 | 2.7 | 0
13:00 | 21.2 | -156.4 | 0 | 57 | 278.4 | 295.8 | 290.8 | 2.3 | 0
14:00 | 16.5 | -141.8 | 0 | 53.5 | 278.5 | 295.9 | 290.7 | 2.2 | 0
15:00 | 10.1 | -128.3 | 0 | 36 | 278.3 | 295.5 | 290.9 | 2.4 | 0
16:00 | 2.4 | -115.9 | 0 | 14.5 | 277.7 | 295.7 | 290.3 | 2 | 0
17:00 | -6.1 | -104 | 0 | 0.3 | 277.1 | 296.1 | 289.7 | 1.3 | 0
18:00 | -15.1 | -92.3 | 0 | 0 | 276.7 | 296 | 289.4 | 1.9 | 0
19:00 | -24.2 | -80.2 | 0 | 0 | 276.3 | 296 | 289.4 | 2 | 0
20:00 | -32.9 | -66.9 | 0 | 0 | 276 | 295.7 | 289.3 | 2.1 | 0
21:00 | -40.8 | -51.4 | 0 | 0 | 275.7 | 295.4 | 289.5 | 2.1 | 0
22:00 | -46.9 | -33 | 0 | 0 | 275.5 | 295.9 | 289.5 | 1.3 | 0
23:00 | -50.4 | -11.4 | 0 | 0 | 275.4 | 296.1 | 289.4 | 1.6 | 0
March
| solar | solar | direct | diffuse | outdoor | indoor | window | heating | blinds
| altitude | azimuth | radiation | radiation | temp. | temp. | temp. | load | closed
| (degrees) | (degrees) | (W-h/m2) | (W-h/m2) | (K) | (K) | (K) | (W-h/m2) | (% time)
midnight | -39 | 9.6 | 0 | 0 | 276.9 | 294.1 | 288.5 | 127.8 | 0
1:00 | -36 | 28.2 | 0 | 0 | 276.8 | 294.1 | 288.5 | 131.8 | 0
2:00 | -30.6 | 45 | 0 | 0 | 276.7 | 294.1 | 288.4 | 136 | 0
3:00 | -23.4 | 59.7 | 0 | 0 | 276.5 | 294.1 | 288.4 | 128.5 | 0
4:00 | -15 | 72.9 | 0 | 0 | 276.3 | 294.1 | 288.3 | 129.7 | 0
5:00 | -6.1 | 85.2 | 0 | 0 | 276.4 | 294.1 | 288.3 | 124.5 | 0
6:00 | 2.9 | 97.1 | 0 | 4.1 | 276.6 | 294.1 | 288.4 | 117 | 0
7:00 | 11.8 | 109.3 | 0 | 24.9 | 276.9 | 294.1 | 288.8 | 113.4 | 0
8:00 | 20 | 122.4 | 0 | 48.1 | 277.4 | 295.8 | 290.4 | 1.3 | 0
9:00 | 27 | 136.9 | 0 | 66.7 | 278 | 296.2 | 290.6 | 1.9 | 0
10:00 | 32.2 | 153.1 | 0 | 85.8 | 278.8 | 295.8 | 291.2 | 2.1 | 0
11:00 | 35.1 | 170.8 | 0 | 100 | 279.8 | 296.2 | 291.8 | 2 | 0
noon | 35.1 | -170.8 | 0 | 101.7 | 280.5 | 295.9 | 291.9 | 2.1 | 0
13:00 | 32.2 | -153.1 | 0 | 93 | 281.2 | 295.9 | 292.2 | 1.6 | 0
14:00 | 27 | -136.9 | 0 | 79.8 | 281.5 | 296.1 | 292 | 1.5 | 0
15:00 | 20 | -122.4 | 0 | 58.9 | 281.4 | 295.8 | 291.8 | 1.8 | 0
16:00 | 11.8 | -109.3 | 0 | 34.5 | 280.9 | 296 | 291.3 | 1.7 | 0
17:00 | 2.9 | -97.1 | 0 | 15.4 | 280.1 | 296.1 | 291.1 | 1.5 | 0
18:00 | -6.1 | -85.2 | 0 | 0 | 279.4 | 296.2 | 290.6 | 1.3 | 0
19:00 | -15 | -72.9 | 0 | 0 | 278.7 | 296 | 290.2 | 1.8 | 0
20:00 | -23.4 | -59.7 | 0 | 0 | 278.2 | 295.8 | 290.2 | 2.2 | 0
21:00 | -30.6 | -45 | 0 | 0 | 277.8 | 296.1 | 290 | 1.8 | 0
22:00 | -36 | -28.2 | 0 | 0 | 277.3 | 296 | 289.9 | 2.1 | 0
23:00 | -39 | -9.6 | 0 | 0 | 277.1 | 296 | 289.7 | 2.3 | 0
April
| solar | solar | direct | diffuse | outdoor | indoor | window | heating | blinds
| altitude | azimuth | radiation | radiation | temp. | temp. | temp. | load | closed
| (degrees) | (degrees) | (W-h/m2) | (W-h/m2) | (K) | (K) | (K) | (W-h/m2) | (% time)
midnight | -27.1 | 8.3 | 0 | 0 | 278.5 | 294.1 | 289 | 105 | 0
1:00 | -24.5 | 24.4 | 0 | 0 | 278.2 | 294.1 | 288.9 | 103.2 | 0
2:00 | -19.7 | 39.5 | 0 | 0 | 278 | 294.1 | 288.9 | 104.9 | 0
3:00 | -13.1 | 53.3 | 0 | 0 | 277.7 | 294.1 | 288.8 | 106.9 | 0
4:00 | -5.2 | 66 | 0 | 0 | 277.4 | 294.1 | 288.7 | 105.9 | 0
5:00 | 3.4 | 78 | 3 | 8 | 277.6 | 294.1 | 288.8 | 104.7 | 0
6:00 | 12.4 | 89.8 | 0.4 | 33.9 | 278.1 | 294.1 | 289.2 | 107.6 | 0
7:00 | 21.5 | 102 | 0 | 60.7 | 278.8 | 294.1 | 289.8 | 103.8 | 0
8:00 | 30.1 | 115.3 | 0 | 79.7 | 279.5 | 296.1 | 291.4 | 1.8 | 0
9:00 | 37.7 | 130.6 | 0 | 102.3 | 280.6 | 296.1 | 292 | 2.1 | 0
10:00 | 43.7 | 148.5 | 0 | 121.4 | 281.5 | 296.2 | 292.3 | 2.1 | 0
11:00 | 47 | 169.1 | 0 | 133.9 | 282.5 | 296.5 | 292.9 | 1.7 | 0
noon | 47 | -169.1 | 0 | 135.6 | 283.5 | 295.8 | 293.4 | 1.6 | 0
13:00 | 43.7 | -148.5 | 0 | 127.4 | 284.2 | 296.1 | 293.4 | 1.1 | 0
14:00 | 37.7 | -130.6 | 0 | 116.3 | 284.7 | 296.1 | 293.5 | 1 | 0
15:00 | 30.1 | -115.3 | 0 | 86.8 | 285 | 296 | 293.5 | 0.8 | 0
16:00 | 21.5 | -102 | 0 | 66.8 | 284.7 | 296 | 292.9 | 0.9 | 0
17:00 | 12.4 | -89.8 | 0.5 | 41.3 | 283.9 | 295.5 | 292.7 | 1 | 0
18:00 | 3.4 | -78 | 12.3 | 16.4 | 283 | 296.1 | 291.7 | 0.9 | 0
19:00 | -5.2 | -66 | 0 | 0 | 282 | 295.7 | 291.3 | 1 | 0
20:00 | -13.1 | -53.3 | 0 | 0 | 281 | 295.9 | 290.9 | 1.2 | 0
21:00 | -19.7 | -39.5 | 0 | 0 | 280 | 295.8 | 290.4 | 1.4 | 0
22:00 | -24.5 | -24.4 | 0 | 0 | 279.3 | 296 | 290.4 | 1.4 | 0
23:00 | -27.1 | -8.3 | 0 | 0 | 278.6 | 296.1 | 290.3 | 1.4 | 0
May
| solar | solar | direct | diffuse | outdoor | indoor | window | heating | blinds
| altitude | azimuth | radiation | radiation | temp. | temp. | temp. | load | closed
| (degrees) | (degrees) | (W-h/m2) | (W-h/m2) | (K) | (K) | (K) | (W-h/m2) | (% time)
midnight | -17.9 | 7.4 | 0 | 0 | 281 | 294.1 | 289.8 | 75.5 | 0
1:00 | -15.5 | 22 | 0 | 0 | 280.8 | 294.1 | 289.7 | 76 | 0
2:00 | -11.1 | 35.8 | 0 | 0 | 280.5 | 294.1 | 289.7 | 76.4 | 0
3:00 | -5 | 48.7 | 0 | 0 | 280.2 | 294.1 | 289.5 | 75.1 | 0
4:00 | 2.4 | 60.8 | 12.8 | 10.9 | 280.2 | 294.1 | 289.8 | 76.9 | 0
5:00 | 10.7 | 72.3 | 41.5 | 40.6 | 280.5 | 294.1 | 290.5 | 75.7 | 0
6:00 | 19.6 | 83.7 | 18 | 62.9 | 280.9 | 294.1 | 290.6 | 75.8 | 0
7:00 | 28.7 | 95.6 | 0 | 84.8 | 281.8 | 294.1 | 291 | 67.1 | 0
8:00 | 37.6 | 108.8 | 0 | 101.3 | 282.7 | 295.9 | 292.9 | 0.9 | 0
9:00 | 45.8 | 124.4 | 0 | 131.7 | 283.7 | 295.8 | 293.4 | 1.1 | 0
10:00 | 52.4 | 143.6 | 0 | 145.9 | 284.8 | 296.3 | 293.7 | 0.8 | 0
11:00 | 56.2 | 167.2 | 0 | 152.2 | 285.8 | 296 | 294.3 | 0.5 | 0
noon | 56.2 | -167.2 | 0 | 145.7 | 286.8 | 295.9 | 294.6 | 0.5 | 0
13:00 | 52.4 | -143.6 | 0 | 137.1 | 287.6 | 296.6 | 294.8 | 0.3 | 0
14:00 | 45.8 | -124.4 | 0 | 134.2 | 288 | 296.2 | 295.1 | 0.4 | 0
15:00 | 37.6 | -108.8 | 0 | 116.3 | 288 | 296.2 | 294.8 | 0.3 | 0
16:00 | 28.7 | -95.6 | 0 | 97.6 | 287.9 | 296.3 | 294.6 | 0.3 | 0
17:00 | 19.6 | -83.7 | 19 | 74.3 | 287.3 | 295.9 | 294.1 | 0.3 | 0
18:00 | 10.7 | -72.3 | 47.9 | 48.7 | 286.3 | 296.2 | 293.8 | 0.3 | 0
19:00 | 2.4 | -60.8 | 25.2 | 18.1 | 285.1 | 296 | 293.1 | 0.4 | 0
20:00 | -5 | -48.7 | 0 | 0 | 284 | 295.8 | 292.1 | 0.4 | 0
21:00 | -11.1 | -35.8 | 0 | 0 | 283.1 | 295.8 | 291.5 | 0.4 | 0
22:00 | -15.5 | -22 | 0 | 0 | 282.3 | 296.1 | 291.3 | 0.6 | 0
23:00 | -17.9 | -7.4 | 0 | 0 | 281.5 | 295.7 | 291.3 | 0.8 | 0
June
| solar | solar | direct | diffuse | outdoor | indoor | window | heating | blinds
| altitude | azimuth | radiation | radiation | temp. | temp. | temp. | load | closed
| (degrees) | (degrees) | (W-h/m2) | (W-h/m2) | (K) | (K) | (K) | (W-h/m2) | (% time)
midnight | -13.8 | 7 | 0 | 0 | 284.5 | 294.1 | 290.9 | 42.3 | 0
1:00 | -11.6 | 21 | 0 | 0 | 284.2 | 294.1 | 290.9 | 41.5 | 0
2:00 | -7.3 | 34.3 | 0 | 0 | 283.9 | 294.1 | 290.7 | 38.2 | 0
3:00 | -1.4 | 46.7 | 0 | 0 | 283.6 | 294.1 | 290.6 | 37.2 | 0
4:00 | 5.8 | 58.4 | 47 | 27.4 | 283.7 | 294.2 | 291.6 | 38.3 | 0
5:00 | 14 | 69.7 | 54.6 | 52.4 | 284.2 | 294.3 | 292.1 | 37.8 | 0
6:00 | 22.8 | 80.8 | 26.7 | 76.8 | 284.6 | 294.4 | 292.1 | 38.8 | 0
7:00 | 31.9 | 92.5 | 0 | 90.6 | 285.2 | 294.3 | 292.3 | 37.4 | 0
8:00 | 40.9 | 105.5 | 0 | 104.6 | 286.2 | 296.1 | 294.1 | 0.3 | 0
9:00 | 49.2 | 121 | 0 | 130.5 | 287.2 | 296.2 | 294.6 | 0.3 | 0
10:00 | 56.1 | 140.8 | 0 | 140.9 | 288.1 | 296.4 | 295.1 | 0.2 | 0
11:00 | 60.2 | 166 | 0 | 149.1 | 289.1 | 296.8 | 295.8 | 0.2 | 0
noon | 60.2 | -166 | 0 | 150.4 | 290 | 297.1 | 296.3 | 0.1 | 0
13:00 | 56.1 | -140.8 | 0 | 149.6 | 290.6 | 297.5 | 296.6 | 0 | 0
14:00 | 49.2 | -121 | 0 | 133.5 | 291 | 297.2 | 296.7 | 0 | 0
15:00 | 40.9 | -105.5 | 0 | 111.8 | 291.1 | 297.5 | 296.4 | 0 | 0
16:00 | 31.9 | -92.5 | 0 | 113.1 | 290.9 | 297.1 | 296.2 | 0 | 0
17:00 | 22.8 | -80.8 | 25.1 | 93.4 | 290.2 | 296.7 | 295.8 | 0.2 | 0
18:00 | 14 | -69.7 | 50.8 | 67.2 | 289.3 | 296.5 | 295.3 | 0.2 | 0
19:00 | 5.8 | -58.4 | 47.8 | 41 | 288.3 | 296.5 | 294.8 | 0.2 | 0
20:00 | -1.4 | -46.7 | 0 | 0 | 287.4 | 295.8 | 293.5 | 0.2 | 0
21:00 | -7.3 | -34.3 | 0 | 0 | 286.4 | 296 | 292.9 | 0.2 | 0
22:00 | -11.6 | -21 | 0 | 0 | 285.7 | 296.2 | 292.6 | 0.3 | 0
23:00 | -13.8 | -7 | 0 | 0 | 284.8 | 296.2 | 292.3 | 0.3 | 0
July
| solar | solar | direct | diffuse | outdoor | indoor | window | heating | blinds
| altitude | azimuth | radiation | radiation | temp. | temp. | temp. | load | closed
| (degrees) | (degrees) | (W-h/m2) | (W-h/m2) | (K) | (K) | (K) | (W-h/m2) | (% time)
midnight | -15.9 | 7.2 | 0 | 0 | 286.4 | 295 | 292.2 | 15.5 | 0
1:00 | -13.7 | 21.5 | 0 | 0 | 286.1 | 294.6 | 291.8 | 19.2 | 0
2:00 | -9.3 | 35.1 | 0 | 0 | 285.6 | 294.3 | 291.5 | 19.5 | 0
3:00 | -3.3 | 47.8 | 0 | 0 | 285.3 | 294.2 | 291.2 | 18 | 0
4:00 | 4 | 59.7 | 7.4 | 13.9 | 285.5 | 294.2 | 291.6 | 18.8 | 0
5:00 | 12.3 | 71 | 22.1 | 43.4 | 285.8 | 294.7 | 292.4 | 16.4 | 0
6:00 | 21.1 | 82.3 | 12.9 | 72.5 | 286.4 | 295.3 | 293.1 | 16.6 | 0
7:00 | 30.2 | 94.1 | 0 | 90.2 | 286.8 | 295.7 | 293.6 | 14.5 | 0
8:00 | 39.2 | 107.3 | 0 | 107.5 | 287.6 | 297.2 | 295.3 | 0 | 0
9:00 | 47.4 | 122.8 | 0 | 130 | 288.7 | 297 | 295.8 | 0 | 0
10:00 | 54.2 | 142.4 | 0 | 152.9 | 289.7 | 297.3 | 296.5 | 0 | 0
11:00 | 58.1 | 166.6 | 0 | 166.1 | 290.7 | 297.5 | 297 | 0 | 0
noon | 58.1 | -166.6 | 0 | 174.3 | 291.7 | 297.6 | 297.5 | 0 | 0
13:00 | 54.2 | -142.4 | 0 | 161.4 | 292.5 | 297.7 | 297.7 | 0 | 0
14:00 | 47.4 | -122.8 | 0 | 145.3 | 292.9 | 297.6 | 297.5 | 0 | 0
15:00 | 39.2 | -107.3 | 0 | 120.5 | 293 | 297.6 | 297.2 | 0 | 0
16:00 | 30.2 | -94.1 | 0 | 114.7 | 292.8 | 297.5 | 297.2 | 0 | 0
17:00 | 21.1 | -82.3 | 18.9 | 91.1 | 292.4 | 297.5 | 296.8 | 0 | 0
18:00 | 12.3 | -71 | 59.5 | 68.5 | 291.5 | 297.4 | 296.7 | 0 | 0
19:00 | 4 | -59.7 | 57.7 | 35.1 | 290.4 | 297.4 | 296.2 | 0 | 0
20:00 | -3.3 | -47.8 | 0 | 0 | 289.3 | 296.9 | 294.6 | 0 | 0
21:00 | -9.3 | -35.1 | 0 | 0 | 288.4 | 296.9 | 294.1 | 0 | 0
22:00 | -13.7 | -21.5 | 0 | 0 | 287.5 | 297.1 | 293.9 | 0 | 0
23:00 | -15.9 | -7.2 | 0 | 0 | 286.8 | 297.1 | 293.7 | 0 | 0
August
| solar | solar | direct | diffuse | outdoor | indoor | window | heating | blinds
| altitude | azimuth | radiation | radiation | temp. | temp. | temp. | load | closed
| (degrees) | (degrees) | (W-h/m2) | (W-h/m2) | (K) | (K) | (K) | (W-h/m2) | (% time)
midnight | -23.7 | 7.9 | 0 | 0 | 286.4 | 294.7 | 292 | 13.6 | 0
1:00 | -21.3 | 23.5 | 0 | 0 | 286 | 294.5 | 291.7 | 15 | 0
2:00 | -16.6 | 38.1 | 0 | 0 | 285.9 | 294.3 | 291.5 | 16.7 | 0
3:00 | -10.1 | 51.6 | 0 | 0 | 285.4 | 294.2 | 291.3 | 17.9 | 0
4:00 | -2.4 | 64.1 | 0 | 0 | 285.1 | 294.1 | 291.2 | 20.1 | 0
5:00 | 6 | 75.9 | 12.7 | 19 | 285.3 | 294.3 | 291.6 | 19 | 0
6:00 | 15.1 | 87.6 | 5.8 | 45.6 | 285.9 | 294.7 | 292.2 | 17.7 | 0
7:00 | 24.2 | 99.7 | 0 | 76 | 286.5 | 295.3 | 293.1 | 17.7 | 0
8:00 | 32.9 | 113.1 | 0 | 96.4 | 287.3 | 296.8 | 294.7 | 0 | 0
9:00 | 40.7 | 128.5 | 0 | 119 | 288.2 | 296.8 | 295.4 | 0 | 0
10:00 | 46.9 | 146.9 | 0 | 144.3 | 289.3 | 297.2 | 295.9 | 0 | 0
11:00 | 50.3 | 168.5 | 0 | 156.9 | 290.4 | 297.1 | 296.5 | 0 | 0
noon | 50.3 | -168.5 | 0 | 169.1 | 291.3 | 297.4 | 297.3 | 0 | 0
13:00 | 46.9 | -146.9 | 0 | 150.2 | 292 | 297.8 | 297.3 | 0 | 0
14:00 | 40.7 | -128.5 | 0 | 130.8 | 292.5 | 297.4 | 297.2 | 0 | 0
15:00 | 32.9 | -113.1 | 0 | 103.7 | 292.6 | 297.6 | 297.1 | 0 | 0
16:00 | 24.2 | -99.7 | 0 | 76.7 | 292.2 | 297.4 | 296.6 | 0 | 0
17:00 | 15.1 | -87.6 | 6.3 | 56.4 | 291.7 | 297.5 | 295.9 | 0 | 0
18:00 | 6 | -75.9 | 24.9 | 35.1 | 290.9 | 297.2 | 295.8 | 0 | 0
19:00 | -2.4 | -64.1 | 0 | 6 | 289.9 | 297 | 294.9 | 0 | 0
20:00 | -10.1 | -51.6 | 0 | 0 | 289 | 297.1 | 294.4 | 0 | 0
21:00 | -16.6 | -38.1 | 0 | 0 | 288.1 | 297.1 | 294.1 | 0 | 0
22:00 | -21.3 | -23.5 | 0 | 0 | 287.3 | 296.6 | 293.6 | 0 | 0
23:00 | -23.7 | -7.9 | 0 | 0 | 286.6 | 296.8 | 293.3 | 0 | 0
September
| solar | solar | direct | diffuse | outdoor | indoor | window | heating | blinds
| altitude | azimuth | radiation | radiation | temp. | temp. | temp. | load | closed
| (degrees) | (degrees) | (W-h/m2) | (W-h/m2) | (K) | (K) | (K) | (W-h/m2) | (% time)
midnight | -35.1 | 9.1 | 0 | 0 | 284.9 | 294.8 | 291.6 | 42.3 | 0
1:00 | -32.3 | 26.9 | 0 | 0 | 284.8 | 294.5 | 291.3 | 42.5 | 0
2:00 | -27.1 | 43.1 | 0 | 0 | 284.5 | 294.4 | 291.1 | 42 | 0
3:00 | -20 | 57.5 | 0 | 0 | 284.3 | 294.3 | 291 | 41.5 | 0
4:00 | -11.8 | 70.6 | 0 | 0 | 284.1 | 294.2 | 290.9 | 42.2 | 0
5:00 | -3 | 82.8 | 0 | 0.3 | 284 | 294.2 | 290.8 | 44.3 | 0
6:00 | 6 | 94.7 | 0 | 19.9 | 284.3 | 294.2 | 291.1 | 42 | 0
7:00 | 15 | 107 | 0 | 44.4 | 284.7 | 294.5 | 291.7 | 37 | 0
8:00 | 23.3 | 120.2 | 0 | 67.9 | 285.4 | 297 | 293.6 | 0.4 | 0
9:00 | 30.6 | 135 | 0 | 89.9 | 286.1 | 297 | 294.1 | 0.6 | 0
10:00 | 36 | 151.7 | 0 | 104.9 | 286.8 | 296.9 | 294.7 | 0.3 | 0
11:00 | 39 | 170.3 | 0 | 105.9 | 287.6 | 297.1 | 294.8 | 0.2 | 0
noon | 39 | -170.3 | 0 | 104.9 | 288.3 | 296.7 | 295.3 | 0.2 | 0
13:00 | 36 | -151.7 | 0 | 101.4 | 288.9 | 297.1 | 295.3 | 0.1 | 0
14:00 | 30.6 | -135 | 0 | 92.6 | 289.4 | 297.2 | 295.3 | 0.1 | 0
15:00 | 23.3 | -120.2 | 0 | 73.2 | 289.5 | 297.1 | 295.3 | 0.2 | 0
16:00 | 15 | -107 | 0 | 44.6 | 289.3 | 296.9 | 294.9 | 0.1 | 0
17:00 | 6 | -94.7 | 0 | 23.9 | 288.6 | 296.9 | 294.5 | 0.1 | 0
18:00 | -3 | -82.8 | 0 | 2.4 | 287.8 | 296.9 | 293.9 | 0.2 | 0
19:00 | -11.8 | -70.6 | 0 | 0 | 287.1 | 296.9 | 293.7 | 0.3 | 0
20:00 | -20 | -57.5 | 0 | 0 | 286.5 | 296.5 | 293.4 | 0.4 | 0
21:00 | -27.1 | -43.1 | 0 | 0 | 285.9 | 296.5 | 293.2 | 0.5 | 0
22:00 | -32.3 | -26.9 | 0 | 0 | 285.3 | 296.7 | 293 | 0.4 | 0
23:00 | -35.1 | -9.1 | 0 | 0 | 285 | 296.8 | 292.9 | 0.5 | 0
October
| solar | solar | direct | diffuse | outdoor | indoor | window | heating | blinds
| altitude | azimuth | radiation | radiation | temp. | temp. | temp. | load | closed
| (degrees) | (degrees) | (W-h/m2) | (W-h/m2) | (K) | (K) | (K) | (W-h/m2) | (% time)
midnight | -47 | 10.8 | 0 | 0 | 282.1 | 294.2 | 290.3 | 57.7 | 0
1:00 | -43.7 | 31.4 | 0 | 0 | 282.1 | 294.1 | 290.2 | 56.8 | 0
2:00 | -37.8 | 49.3 | 0 | 0 | 282 | 294.1 | 290.1 | 58.3 | 0
3:00 | -30.1 | 64.6 | 0 | 0 | 281.8 | 294.1 | 290.1 | 59.2 | 0
4:00 | -21.5 | 78 | 0 | 0 | 281.8 | 294.1 | 290.1 | 60.7 | 0
5:00 | -12.4 | 90.2 | 0 | 0 | 281.7 | 294.1 | 290 | 65.4 | 0
6:00 | -3.4 | 102 | 0 | 0.8 | 281.8 | 294.1 | 290.1 | 66.1 | 0
7:00 | 5.2 | 114 | 0 | 16.8 | 282.2 | 294.1 | 290.4 | 64.7 | 0
8:00 | 13 | 126.6 | 0 | 37.6 | 282.6 | 295.9 | 292 | 0.6 | 0
9:00 | 19.7 | 140.4 | 0 | 61.3 | 283.3 | 296.3 | 292.5 | 0.8 | 0
10:00 | 24.5 | 155.5 | 0 | 70.4 | 283.9 | 296.1 | 292.7 | 0.9 | 0
11:00 | 27.1 | 171.7 | 0 | 81.3 | 284.6 | 295.9 | 293.1 | 0.8 | 0
noon | 27.1 | -171.7 | 0 | 79 | 285.1 | 296.1 | 293.3 | 0.8 | 0
13:00 | 24.5 | -155.5 | 0 | 65.6 | 285.4 | 296.1 | 293.3 | 0.6 | 0
14:00 | 19.7 | -140.4 | 0 | 49.7 | 285.5 | 296 | 293.1 | 0.7 | 0
15:00 | 13 | -126.6 | 0 | 33.4 | 285.3 | 295.6 | 293.2 | 0.5 | 0
16:00 | 5.2 | -114 | 0 | 14.6 | 284.7 | 296.3 | 292.3 | 0.4 | 0
17:00 | -3.4 | -102 | 0 | 0.4 | 284.1 | 295.8 | 292.2 | 0.6 | 0
18:00 | -12.4 | -90.2 | 0 | 0 | 283.5 | 296.1 | 291.8 | 0.6 | 0
19:00 | -21.5 | -78 | 0 | 0 | 283.1 | 296.3 | 291.8 | 0.5 | 0
20:00 | -30.1 | -64.6 | 0 | 0 | 282.8 | 296.4 | 291.8 | 0.6 | 0
21:00 | -37.8 | -49.3 | 0 | 0 | 282.5 | 295.9 | 291.9 | 0.6 | 0
22:00 | -43.7 | -31.4 | 0 | 0 | 282.4 | 296 | 291.6 | 0.5 | 0
23:00 | -47 | -10.8 | 0 | 0 | 282.2 | 296.1 | 291.4 | 0.6 | 0
November
| solar | solar | direct | diffuse | outdoor | indoor | window | heating | blinds
| altitude | azimuth | radiation | radiation | temp. | temp. | temp. | load | closed
| (degrees) | (degrees) | (W-h/m2) | (W-h/m2) | (K) | (K) | (K) | (W-h/m2) | (% time)
midnight | -56.2 | 12.8 | 0 | 0 | 278.9 | 294.1 | 289.1 | 103.3 | 0
1:00 | -52.4 | 36.3 | 0 | 0 | 278.8 | 294.1 | 289.1 | 104.1 | 0
2:00 | -45.8 | 55.6 | 0 | 0 | 278.6 | 294.1 | 289.1 | 110.2 | 0
3:00 | -37.7 | 71.1 | 0 | 0 | 278.5 | 294.1 | 289 | 106.6 | 0
4:00 | -28.8 | 84.3 | 0 | 0 | 278.4 | 294.1 | 289 | 102.5 | 0
5:00 | -19.7 | 96.2 | 0 | 0 | 278.4 | 294.1 | 289 | 106 | 0
6:00 | -10.7 | 107.7 | 0 | 0 | 278.3 | 294.1 | 289 | 106.4 | 0
7:00 | -2.4 | 119.2 | 0 | 1 | 278.2 | 294.1 | 288.9 | 107 | 0
8:00 | 5 | 131.2 | 0 | 16 | 278.4 | 295.7 | 290.7 | 0.7 | 0
9:00 | 11.1 | 144.1 | 0 | 30.1 | 278.8 | 296.1 | 290.7 | 2 | 0
10:00 | 15.5 | 157.9 | 0 | 45.9 | 279.2 | 295.7 | 291.1 | 1.8 | 0
11:00 | 17.8 | 172.5 | 0 | 57.8 | 279.7 | 295.9 | 291.1 | 1.7 | 0
noon | 17.8 | -172.5 | 0 | 55.3 | 280.1 | 296.2 | 291.2 | 1.4 | 0
13:00 | 15.5 | -157.9 | 0 | 47.3 | 280.3 | 296.1 | 291.5 | 1.6 | 0
14:00 | 11.1 | -144.1 | 0 | 30.2 | 280.4 | 295.7 | 291.4 | 1.6 | 0
15:00 | 5 | -131.2 | 0 | 12.9 | 280.2 | 295.8 | 291.1 | 1.2 | 0
16:00 | -2.4 | -119.2 | 0 | 0 | 280 | 296.2 | 290.8 | 1.1 | 0
17:00 | -10.7 | -107.7 | 0 | 0 | 279.7 | 295.9 | 290.6 | 1.2 | 0
18:00 | -19.7 | -96.2 | 0 | 0 | 279.6 | 295.8 | 290.2 | 1.3 | 0
19:00 | -28.8 | -84.3 | 0 | 0 | 279.4 | 295.8 | 290.4 | 1.1 | 0
20:00 | -37.7 | -71.1 | 0 | 0 | 279.4 | 296.2 | 290.2 | 0.9 | 0
21:00 | -45.8 | -55.6 | 0 | 0 | 279.2 | 295.9 | 290.3 | 1.5 | 0
22:00 | -52.4 | -36.3 | 0 | 0 | 279 | 296.1 | 290.2 | 1.3 | 0
23:00 | -56.2 | -12.8 | 0 | 0 | 278.8 | 296 | 290.4 | 1 | 0
December
| solar | solar | direct | diffuse | outdoor | indoor | window | heating | blinds
| altitude | azimuth | radiation | radiation | temp. | temp. | temp. | load | closed
| (degrees) | (degrees) | (W-h/m2) | (W-h/m2) | (K) | (K) | (K) | (W-h/m2) | (% time)
midnight | -60.2 | 13.9 | 0 | 0 | 276.9 | 294.1 | 288.5 | 108.3 | 0
1:00 | -56.1 | 39.1 | 0 | 0 | 276.8 | 294.1 | 288.5 | 112.1 | 0
2:00 | -49.2 | 58.9 | 0 | 0 | 276.8 | 294.1 | 288.5 | 112.5 | 0
3:00 | -40.9 | 74.4 | 0 | 0 | 276.8 | 294.1 | 288.5 | 112.5 | 0
4:00 | -31.9 | 87.4 | 0 | 0 | 276.9 | 294.1 | 288.5 | 109.8 | 0
5:00 | -22.8 | 99.1 | 0 | 0 | 277 | 294.1 | 288.5 | 112.8 | 0
6:00 | -14 | 110.2 | 0 | 0 | 276.9 | 294.1 | 288.5 | 110 | 0
7:00 | -5.8 | 121.5 | 0 | 0 | 276.9 | 294.1 | 288.5 | 107.2 | 0
8:00 | 1.4 | 133.2 | 0 | 1.8 | 277.1 | 296.2 | 290.3 | 0.3 | 0
9:00 | 7.3 | 145.7 | 0 | 14.9 | 277.3 | 296 | 290.3 | 2.2 | 0
10:00 | 11.6 | 158.9 | 0 | 28.6 | 277.7 | 296 | 290.4 | 2.2 | 0
11:00 | 13.8 | 172.9 | 0 | 36.8 | 277.9 | 296 | 290.5 | 2.1 | 0
noon | 13.8 | -172.9 | 0 | 37.9 | 278.2 | 295.9 | 290.5 | 2.4 | 0
13:00 | 11.6 | -158.9 | 0 | 29 | 278.4 | 295.7 | 290.6 | 1.8 | 0
14:00 | 7.3 | -145.7 | 0 | 18.1 | 278.3 | 296 | 290.2 | 1.6 | 0
15:00 | 1.4 | -133.2 | 0 | 4.7 | 278.2 | 296.1 | 290.1 | 1.2 | 0
16:00 | -5.8 | -121.5 | 0 | 0 | 277.8 | 296.1 | 289.9 | 1.7 | 0
17:00 | -14 | -110.2 | 0 | 0 | 277.7 | 296.1 | 289.9 | 1.6 | 0
18:00 | -22.8 | -99.1 | 0 | 0 | 277.5 | 295.9 | 289.7 | 1.8 | 0
19:00 | -31.9 | -87.4 | 0 | 0 | 277.5 | 296 | 289.9 | 1.4 | 0
20:00 | -40.9 | -74.4 | 0 | 0 | 277.3 | 296.1 | 289.9 | 1.2 | 0
21:00 | -49.2 | -58.9 | 0 | 0 | 277.1 | 296 | 289.7 | 1.4 | 0
22:00 | -56.1 | -39.1 | 0 | 0 | 277.1 | 295.9 | 289.7 | 1.6 | 0
23:00 | -60.2 | -13.9 | 0 | 0 | 277 | 296 | 289.6 | 1.7 | 0

## Sheet49
Scenario One (blue)
Tue Dec 03 2019 23:23:50 GMT+0000 (Greenwich Mean Time)
Setup Information:
Building
Location | UK - London
Building length, side A | N/A
Building length, side B | N/A
Simulation Type
Simulation Type | one_sided
Window Description
Typology | dgu_nb
Glazing Type | clear
Window Area | 49%
Wall Description
Insulation R-Value | 99999999.9 m2-K/W
Occupancy
Type | Low-rise Residential
Occupancy Load | 0.000 people per m2
Lighting Requirements | 400 lux
Equipment Load | 0.00 W/m2
Room Ventilation
Air Change Rate per Occupant | 15.0 liters / sec per person
Total Air Change Rate | 0.0 roomfuls per hour
Lighting Control
Lighting Control | lights do not respond to daylight: all lights fully on while building is occupied
Representative Room
Orientation | north
Room Depth | 27 m
Room Width | 5 m
Room Height | 2.2 m
Thermal Mass
Thermal Mass | none
Overhang
Overhang Depth | 0 m
Roof
Roof Type | adiabatic roof
Simulation Results:
Primary Energy Use and CO2 Emissions
| heating | cooling | lighting | total | CO2
| energy | energy | energy | energy | emissions
| (kWh/m2) | (kWh/m2) | (kWh/m2) | (kWh/m2) | (kg/m2)
January | 33.7 | 0 | 7.3 | 41 | 8.2
February | 28.2 | 0 | 6.6 | 34.8 | 7
March | 32.2 | 0 | 7.3 | 39.5 | 7.9
April | 25.9 | 0 | 7.1 | 33 | 6.6
May | 18.8 | 0 | 7.3 | 26.1 | 5.2
June | 9.4 | 0 | 7.1 | 16.5 | 3.3
July | 4.3 | 0 | 7.3 | 11.6 | 2.3
August | 4.3 | 0 | 7.3 | 11.6 | 2.3
September | 10.1 | 0 | 7.1 | 17.2 | 3.4
October | 15.5 | 0 | 7.3 | 22.8 | 4.6
November | 26 | 0 | 7.1 | 33.1 | 6.6
December | 28.2 | 0 | 7.3 | 35.5 | 7.1
Total | 236.6 | 0 | 86.1 | 322.7 | 64.5 | yearly energy
January
| solar | solar | direct | diffuse | outdoor | indoor | window | heating | blinds
| altitude | azimuth | radiation | radiation | temp. | temp. | temp. | load | closed
| (degrees) | (degrees) | (W-h/m2) | (W-h/m2) | (K) | (K) | (K) | (W-h/m2) | (% time)
midnight | -58.1 | 13.3 | 0 | 0 | 275.9 | 294.1 | 288.2 | 135.8 | 0
1:00 | -54.2 | 37.6 | 0 | 0 | 275.8 | 294.1 | 288.2 | 135.1 | 0
2:00 | -47.5 | 57.1 | 0 | 0 | 275.8 | 294.1 | 288.2 | 133.5 | 0
3:00 | -39.2 | 72.7 | 0 | 0 | 275.7 | 294.1 | 288.1 | 129.4 | 0
4:00 | -30.2 | 85.8 | 0 | 0 | 275.6 | 294.1 | 288.1 | 132.1 | 0
5:00 | -21.1 | 97.6 | 0 | 0 | 275.6 | 294.1 | 288.1 | 131.9 | 0
6:00 | -12.3 | 108.9 | 0 | 0 | 275.5 | 294.1 | 288.1 | 129.6 | 0
7:00 | -4 | 120.3 | 0 | 0 | 275.5 | 294.1 | 288.1 | 128.5 | 0
8:00 | 3.3 | 132.2 | 0 | 5.1 | 275.7 | 296.6 | 289.8 | 0.4 | 0
9:00 | 9.3 | 144.9 | 0 | 20.2 | 276.1 | 296.2 | 289.7 | 2.5 | 0
10:00 | 13.6 | 158.4 | 0 | 34.6 | 276.5 | 296 | 290 | 2.4 | 0
11:00 | 15.9 | 172.7 | 0 | 40.5 | 276.7 | 296 | 290 | 2.3 | 0
noon | 15.9 | -172.7 | 0 | 42.7 | 277.2 | 295.8 | 290.3 | 2.4 | 0
13:00 | 13.6 | -158.4 | 0 | 38.1 | 277.6 | 296.3 | 290.1 | 1.8 | 0
14:00 | 9.3 | -144.9 | 0 | 26.7 | 277.5 | 296.1 | 290.3 | 2.1 | 0
15:00 | 3.3 | -132.2 | 0 | 13.2 | 277.3 | 296.1 | 289.9 | 2 | 0
16:00 | -4 | -120.3 | 0 | 0.6 | 277 | 296 | 289.6 | 1.7 | 0
17:00 | -12.3 | -108.9 | 0 | 0 | 276.8 | 295.8 | 289.5 | 2.1 | 0
18:00 | -21.1 | -97.6 | 0 | 0 | 276.5 | 295.7 | 289.4 | 2.3 | 0
19:00 | -30.2 | -85.8 | 0 | 0 | 276.3 | 295.5 | 289.7 | 2.2 | 0
20:00 | -39.2 | -72.7 | 0 | 0 | 276.1 | 295.9 | 289.5 | 1.2 | 0
21:00 | -47.5 | -57.1 | 0 | 0 | 276.1 | 295.8 | 289.5 | 2 | 0
22:00 | -54.2 | -37.6 | 0 | 0 | 276 | 295.8 | 289.5 | 1.9 | 0
23:00 | -58.1 | -13.3 | 0 | 0 | 275.9 | 295.7 | 289.5 | 2 | 0
February
| solar | solar | direct | diffuse | outdoor | indoor | window | heating | blinds
| altitude | azimuth | radiation | radiation | temp. | temp. | temp. | load | closed
| (degrees) | (degrees) | (W-h/m2) | (W-h/m2) | (K) | (K) | (K) | (W-h/m2) | (% time)
midnight | -50.4 | 11.4 | 0 | 0 | 275.4 | 294.1 | 288 | 116.1 | 0
1:00 | -46.9 | 33 | 0 | 0 | 275.3 | 294.1 | 288 | 110.6 | 0
2:00 | -40.8 | 51.4 | 0 | 0 | 275.2 | 294.1 | 288 | 114.8 | 0
3:00 | -32.9 | 66.9 | 0 | 0 | 275.2 | 294.1 | 288 | 121.3 | 0
4:00 | -24.2 | 80.2 | 0 | 0 | 275.2 | 294.1 | 288 | 123.3 | 0
5:00 | -15.1 | 92.3 | 0 | 0 | 275.1 | 294.1 | 287.9 | 127.9 | 0
6:00 | -6.1 | 104 | 0 | 0 | 275.1 | 294.1 | 287.9 | 127.7 | 0
7:00 | 2.4 | 115.9 | 0 | 2.3 | 275.1 | 294.1 | 288 | 131.4 | 0
8:00 | 10.1 | 128.3 | 0 | 20.6 | 275.5 | 295.7 | 290 | 1.2 | 0
9:00 | 16.5 | 141.8 | 0 | 40.4 | 276.1 | 296.2 | 289.8 | 2.2 | 0
10:00 | 21.2 | 156.4 | 0 | 55.1 | 276.7 | 295.7 | 290.4 | 3.4 | 0
11:00 | 23.7 | 172 | 0 | 60.6 | 277.3 | 296.2 | 290.3 | 2.4 | 0
noon | 23.7 | -172 | 0 | 65.1 | 277.9 | 296 | 290.6 | 2.6 | 0
13:00 | 21.2 | -156.4 | 0 | 57 | 278.4 | 295.9 | 290.8 | 2.3 | 0
14:00 | 16.5 | -141.8 | 0 | 53.5 | 278.5 | 296 | 290.8 | 2.1 | 0
15:00 | 10.1 | -128.3 | 0 | 36 | 278.3 | 296 | 290.8 | 2.2 | 0
16:00 | 2.4 | -115.9 | 0 | 14.5 | 277.7 | 295.9 | 290.2 | 2.1 | 0
17:00 | -6.1 | -104 | 0 | 0.3 | 277.1 | 296.1 | 289.8 | 1.4 | 0
18:00 | -15.1 | -92.3 | 0 | 0 | 276.7 | 296.1 | 289.7 | 1.6 | 0
19:00 | -24.2 | -80.2 | 0 | 0 | 276.3 | 296 | 289.5 | 2.2 | 0
20:00 | -32.9 | -66.9 | 0 | 0 | 276 | 295.5 | 289.1 | 2 | 0
21:00 | -40.8 | -51.4 | 0 | 0 | 275.7 | 295.6 | 289.3 | 1.8 | 0
22:00 | -46.9 | -33 | 0 | 0 | 275.5 | 296 | 289.4 | 1.3 | 0
23:00 | -50.4 | -11.4 | 0 | 0 | 275.4 | 295.8 | 289.3 | 1.9 | 0
March
| solar | solar | direct | diffuse | outdoor | indoor | window | heating | blinds
| altitude | azimuth | radiation | radiation | temp. | temp. | temp. | load | closed
| (degrees) | (degrees) | (W-h/m2) | (W-h/m2) | (K) | (K) | (K) | (W-h/m2) | (% time)
midnight | -39 | 9.6 | 0 | 0 | 276.9 | 294.1 | 288.5 | 128 | 0
1:00 | -36 | 28.2 | 0 | 0 | 276.8 | 294.1 | 288.5 | 131.8 | 0
2:00 | -30.6 | 45 | 0 | 0 | 276.7 | 294.1 | 288.4 | 136 | 0
3:00 | -23.4 | 59.7 | 0 | 0 | 276.5 | 294.1 | 288.4 | 128.5 | 0
4:00 | -15 | 72.9 | 0 | 0 | 276.3 | 294.1 | 288.3 | 129.8 | 0
5:00 | -6.1 | 85.2 | 0 | 0 | 276.4 | 294.1 | 288.3 | 124.6 | 0
6:00 | 2.9 | 97.1 | 0 | 4.1 | 276.6 | 294.1 | 288.4 | 117 | 0
7:00 | 11.8 | 109.3 | 0 | 24.9 | 276.9 | 294.1 | 288.8 | 113.5 | 0
8:00 | 20 | 122.4 | 0 | 48.1 | 277.4 | 295.8 | 290.3 | 1.3 | 0
9:00 | 27 | 136.9 | 0 | 66.7 | 278 | 296.2 | 290.6 | 1.9 | 0
10:00 | 32.2 | 153.1 | 0 | 85.8 | 278.8 | 295.9 | 291.1 | 2.1 | 0
11:00 | 35.1 | 170.8 | 0 | 100 | 279.8 | 296.1 | 291.8 | 2 | 0
noon | 35.1 | -170.8 | 0 | 101.7 | 280.5 | 295.8 | 291.9 | 2.1 | 0
13:00 | 32.2 | -153.1 | 0 | 93 | 281.2 | 295.7 | 292.3 | 1.5 | 0
14:00 | 27 | -136.9 | 0 | 79.8 | 281.5 | 296.1 | 292.1 | 1.5 | 0
15:00 | 20 | -122.4 | 0 | 58.9 | 281.4 | 295.9 | 291.8 | 1.8 | 0
16:00 | 11.8 | -109.3 | 0 | 34.5 | 280.9 | 296 | 291.3 | 1.7 | 0
17:00 | 2.9 | -97.1 | 0 | 15.4 | 280.1 | 296 | 291.1 | 1.5 | 0
18:00 | -6.1 | -85.2 | 0 | 0 | 279.4 | 295.9 | 290.5 | 1.4 | 0
19:00 | -15 | -72.9 | 0 | 0 | 278.7 | 295.6 | 290.1 | 1.8 | 0
20:00 | -23.4 | -59.7 | 0 | 0 | 278.2 | 295.7 | 290.1 | 1.9 | 0
21:00 | -30.6 | -45 | 0 | 0 | 277.8 | 295.9 | 289.9 | 1.7 | 0
22:00 | -36 | -28.2 | 0 | 0 | 277.3 | 295.9 | 289.8 | 2.1 | 0
23:00 | -39 | -9.6 | 0 | 0 | 277.1 | 295.7 | 289.7 | 2.4 | 0
April
| solar | solar | direct | diffuse | outdoor | indoor | window | heating | blinds
| altitude | azimuth | radiation | radiation | temp. | temp. | temp. | load | closed
| (degrees) | (degrees) | (W-h/m2) | (W-h/m2) | (K) | (K) | (K) | (W-h/m2) | (% time)
midnight | -27.1 | 8.3 | 0 | 0 | 278.5 | 294.1 | 289 | 105.1 | 0
1:00 | -24.5 | 24.4 | 0 | 0 | 278.2 | 294.1 | 288.9 | 103.3 | 0
2:00 | -19.7 | 39.5 | 0 | 0 | 278 | 294.1 | 288.9 | 104.9 | 0
3:00 | -13.1 | 53.3 | 0 | 0 | 277.7 | 294.1 | 288.8 | 106.9 | 0
4:00 | -5.2 | 66 | 0 | 0 | 277.4 | 294.1 | 288.7 | 105.9 | 0
5:00 | 3.4 | 78 | 3 | 8 | 277.6 | 294.1 | 288.8 | 104.7 | 0
6:00 | 12.4 | 89.8 | 0.4 | 33.9 | 278.1 | 294.1 | 289.2 | 107.6 | 0
7:00 | 21.5 | 102 | 0 | 60.7 | 278.8 | 294.1 | 289.8 | 103.8 | 0
8:00 | 30.1 | 115.3 | 0 | 79.7 | 279.5 | 296 | 291.4 | 1.9 | 0
9:00 | 37.7 | 130.6 | 0 | 102.3 | 280.6 | 296 | 292 | 2.1 | 0
10:00 | 43.7 | 148.5 | 0 | 121.4 | 281.5 | 296.2 | 292.3 | 2 | 0
11:00 | 47 | 169.1 | 0 | 133.9 | 282.5 | 296.3 | 292.9 | 1.6 | 0
noon | 47 | -169.1 | 0 | 135.6 | 283.5 | 296 | 293.5 | 1.7 | 0
13:00 | 43.7 | -148.5 | 0 | 127.4 | 284.2 | 296.1 | 293.6 | 1.1 | 0
14:00 | 37.7 | -130.6 | 0 | 116.3 | 284.7 | 296 | 293.5 | 1 | 0
15:00 | 30.1 | -115.3 | 0 | 86.8 | 285 | 296.2 | 293.4 | 0.8 | 0
16:00 | 21.5 | -102 | 0 | 66.8 | 284.7 | 296 | 292.9 | 0.9 | 0
17:00 | 12.4 | -89.8 | 0.5 | 41.3 | 283.9 | 295.7 | 292.5 | 1 | 0
18:00 | 3.4 | -78 | 12.3 | 16.4 | 283 | 296 | 291.8 | 1 | 0
19:00 | -5.2 | -66 | 0 | 0 | 282 | 295.6 | 291.3 | 1 | 0
20:00 | -13.1 | -53.3 | 0 | 0 | 281 | 296 | 290.9 | 1.1 | 0
21:00 | -19.7 | -39.5 | 0 | 0 | 280 | 295.7 | 290.5 | 1.4 | 0
22:00 | -24.5 | -24.4 | 0 | 0 | 279.3 | 295.8 | 290.5 | 1.3 | 0
23:00 | -27.1 | -8.3 | 0 | 0 | 278.6 | 295.9 | 290.4 | 1.5 | 0
May
| solar | solar | direct | diffuse | outdoor | indoor | window | heating | blinds
| altitude | azimuth | radiation | radiation | temp. | temp. | temp. | load | closed
| (degrees) | (degrees) | (W-h/m2) | (W-h/m2) | (K) | (K) | (K) | (W-h/m2) | (% time)
midnight | -17.9 | 7.4 | 0 | 0 | 281 | 294.1 | 289.8 | 75.3 | 0
1:00 | -15.5 | 22 | 0 | 0 | 280.8 | 294.1 | 289.7 | 76 | 0
2:00 | -11.1 | 35.8 | 0 | 0 | 280.5 | 294.1 | 289.7 | 76.5 | 0
3:00 | -5 | 48.7 | 0 | 0 | 280.2 | 294.1 | 289.5 | 75.1 | 0
4:00 | 2.4 | 60.8 | 12.8 | 10.9 | 280.2 | 294.1 | 289.8 | 77 | 0
5:00 | 10.7 | 72.3 | 41.5 | 40.6 | 280.5 | 294.1 | 290.5 | 75.7 | 0
6:00 | 19.6 | 83.7 | 18 | 62.9 | 280.9 | 294.1 | 290.6 | 75.8 | 0
7:00 | 28.7 | 95.6 | 0 | 84.8 | 281.8 | 294.1 | 291 | 67.1 | 0
8:00 | 37.6 | 108.8 | 0 | 101.3 | 282.7 | 295.9 | 293 | 0.9 | 0
9:00 | 45.8 | 124.4 | 0 | 131.7 | 283.7 | 295.9 | 293.3 | 1.1 | 0
10:00 | 52.4 | 143.6 | 0 | 145.9 | 284.8 | 296.1 | 293.7 | 0.9 | 0
11:00 | 56.2 | 167.2 | 0 | 152.2 | 285.8 | 296 | 294.3 | 0.4 | 0
noon | 56.2 | -167.2 | 0 | 145.7 | 286.8 | 296 | 294.6 | 0.5 | 0
13:00 | 52.4 | -143.6 | 0 | 137.1 | 287.6 | 296.3 | 295 | 0.3 | 0
14:00 | 45.8 | -124.4 | 0 | 134.2 | 288 | 296.1 | 295.2 | 0.5 | 0
15:00 | 37.6 | -108.8 | 0 | 116.3 | 288 | 296.1 | 294.7 | 0.3 | 0
16:00 | 28.7 | -95.6 | 0 | 97.6 | 287.9 | 296.2 | 294.6 | 0.3 | 0
17:00 | 19.6 | -83.7 | 19 | 74.3 | 287.3 | 296.1 | 293.9 | 0.3 | 0
18:00 | 10.7 | -72.3 | 47.9 | 48.7 | 286.3 | 296.3 | 293.6 | 0.3 | 0
19:00 | 2.4 | -60.8 | 25.2 | 18.1 | 285.1 | 296.4 | 292.9 | 0.3 | 0
20:00 | -5 | -48.7 | 0 | 0 | 284 | 296.2 | 292.2 | 0.4 | 0
21:00 | -11.1 | -35.8 | 0 | 0 | 283.1 | 296.1 | 291.7 | 0.5 | 0
22:00 | -15.5 | -22 | 0 | 0 | 282.3 | 296.1 | 291.4 | 0.6 | 0
23:00 | -17.9 | -7.4 | 0 | 0 | 281.5 | 295.8 | 291 | 0.8 | 0
June
| solar | solar | direct | diffuse | outdoor | indoor | window | heating | blinds
| altitude | azimuth | radiation | radiation | temp. | temp. | temp. | load | closed
| (degrees) | (degrees) | (W-h/m2) | (W-h/m2) | (K) | (K) | (K) | (W-h/m2) | (% time)
midnight | -13.8 | 7 | 0 | 0 | 284.5 | 294.1 | 290.9 | 42.4 | 0
1:00 | -11.6 | 21 | 0 | 0 | 284.2 | 294.1 | 290.9 | 41.5 | 0
2:00 | -7.3 | 34.3 | 0 | 0 | 283.9 | 294.1 | 290.7 | 38.3 | 0
3:00 | -1.4 | 46.7 | 0 | 0 | 283.6 | 294.1 | 290.6 | 37.2 | 0
4:00 | 5.8 | 58.4 | 47 | 27.4 | 283.7 | 294.2 | 291.6 | 38.3 | 0
5:00 | 14 | 69.7 | 54.6 | 52.4 | 284.2 | 294.3 | 292.1 | 37.8 | 0
6:00 | 22.8 | 80.8 | 26.7 | 76.8 | 284.6 | 294.4 | 292.2 | 38.8 | 0
7:00 | 31.9 | 92.5 | 0 | 90.6 | 285.2 | 294.4 | 292.3 | 37.4 | 0
8:00 | 40.9 | 105.5 | 0 | 104.6 | 286.2 | 296.1 | 294.1 | 0.3 | 0
9:00 | 49.2 | 121 | 0 | 130.5 | 287.2 | 296.3 | 294.6 | 0.3 | 0
10:00 | 56.1 | 140.8 | 0 | 140.9 | 288.1 | 296.5 | 295.1 | 0.2 | 0
11:00 | 60.2 | 166 | 0 | 149.1 | 289.1 | 296.9 | 295.8 | 0.2 | 0
noon | 60.2 | -166 | 0 | 150.4 | 290 | 297.1 | 296.3 | 0.1 | 0
13:00 | 56.1 | -140.8 | 0 | 149.6 | 290.6 | 297.5 | 296.8 | 0 | 0
14:00 | 49.2 | -121 | 0 | 133.5 | 291 | 297.3 | 296.7 | 0 | 0
15:00 | 40.9 | -105.5 | 0 | 111.8 | 291.1 | 297.5 | 296.5 | 0 | 0
16:00 | 31.9 | -92.5 | 0 | 113.1 | 290.9 | 297 | 296.1 | 0 | 0
17:00 | 22.8 | -80.8 | 25.1 | 93.4 | 290.2 | 296.8 | 295.7 | 0.2 | 0
18:00 | 14 | -69.7 | 50.8 | 67.2 | 289.3 | 296.4 | 295.3 | 0.2 | 0
19:00 | 5.8 | -58.4 | 47.8 | 41 | 288.3 | 296.5 | 294.7 | 0.2 | 0
20:00 | -1.4 | -46.7 | 0 | 0 | 287.4 | 296.1 | 293.3 | 0.2 | 0
21:00 | -7.3 | -34.3 | 0 | 0 | 286.4 | 296.2 | 293.1 | 0.2 | 0
22:00 | -11.6 | -21 | 0 | 0 | 285.7 | 296.1 | 292.7 | 0.3 | 0
23:00 | -13.8 | -7 | 0 | 0 | 284.8 | 296 | 292.4 | 0.3 | 0
July
| solar | solar | direct | diffuse | outdoor | indoor | window | heating | blinds
| altitude | azimuth | radiation | radiation | temp. | temp. | temp. | load | closed
| (degrees) | (degrees) | (W-h/m2) | (W-h/m2) | (K) | (K) | (K) | (W-h/m2) | (% time)
midnight | -15.9 | 7.2 | 0 | 0 | 286.4 | 295 | 292.2 | 15.6 | 0
1:00 | -13.7 | 21.5 | 0 | 0 | 286.1 | 294.6 | 291.8 | 19.2 | 0
2:00 | -9.3 | 35.1 | 0 | 0 | 285.6 | 294.3 | 291.4 | 19.5 | 0
3:00 | -3.3 | 47.8 | 0 | 0 | 285.3 | 294.1 | 291.2 | 18 | 0
4:00 | 4 | 59.7 | 7.4 | 13.9 | 285.5 | 294.2 | 291.5 | 18.8 | 0
5:00 | 12.3 | 71 | 22.1 | 43.4 | 285.8 | 294.7 | 292.4 | 16.4 | 0
6:00 | 21.1 | 82.3 | 12.9 | 72.5 | 286.4 | 295.3 | 293.1 | 16.6 | 0
7:00 | 30.2 | 94.1 | 0 | 90.2 | 286.8 | 295.7 | 293.6 | 14.5 | 0
8:00 | 39.2 | 107.3 | 0 | 107.5 | 287.6 | 297.2 | 295.2 | 0 | 0
9:00 | 47.4 | 122.8 | 0 | 130 | 288.7 | 297.1 | 295.8 | 0 | 0
10:00 | 54.2 | 142.4 | 0 | 152.9 | 289.7 | 297.3 | 296.5 | 0 | 0
11:00 | 58.1 | 166.6 | 0 | 166.1 | 290.7 | 297.6 | 296.9 | 0 | 0
noon | 58.1 | -166.6 | 0 | 174.3 | 291.7 | 297.8 | 297.5 | 0 | 0
13:00 | 54.2 | -142.4 | 0 | 161.4 | 292.5 | 297.8 | 297.8 | 0 | 0
14:00 | 47.4 | -122.8 | 0 | 145.3 | 292.9 | 297.5 | 297.6 | 0 | 0
15:00 | 39.2 | -107.3 | 0 | 120.5 | 293 | 297.4 | 297.3 | 0 | 0
16:00 | 30.2 | -94.1 | 0 | 114.7 | 292.8 | 297.4 | 297.1 | 0 | 0
17:00 | 21.1 | -82.3 | 18.9 | 91.1 | 292.4 | 297.3 | 296.8 | 0 | 0
18:00 | 12.3 | -71 | 59.5 | 68.5 | 291.5 | 297.7 | 296.8 | 0 | 0
19:00 | 4 | -59.7 | 57.7 | 35.1 | 290.4 | 297.5 | 296.1 | 0 | 0
20:00 | -3.3 | -47.8 | 0 | 0 | 289.3 | 297.1 | 294.5 | 0 | 0
21:00 | -9.3 | -35.1 | 0 | 0 | 288.4 | 296.8 | 294.2 | 0 | 0
22:00 | -13.7 | -21.5 | 0 | 0 | 287.5 | 296.9 | 293.8 | 0 | 0
23:00 | -15.9 | -7.2 | 0 | 0 | 286.8 | 297.1 | 293.7 | 0 | 0
August
| solar | solar | direct | diffuse | outdoor | indoor | window | heating | blinds
| altitude | azimuth | radiation | radiation | temp. | temp. | temp. | load | closed
| (degrees) | (degrees) | (W-h/m2) | (W-h/m2) | (K) | (K) | (K) | (W-h/m2) | (% time)
midnight | -23.7 | 7.9 | 0 | 0 | 286.4 | 294.7 | 292 | 13.6 | 0
1:00 | -21.3 | 23.5 | 0 | 0 | 286 | 294.4 | 291.7 | 15 | 0
2:00 | -16.6 | 38.1 | 0 | 0 | 285.9 | 294.3 | 291.5 | 16.7 | 0
3:00 | -10.1 | 51.6 | 0 | 0 | 285.4 | 294.2 | 291.3 | 17.9 | 0
4:00 | -2.4 | 64.1 | 0 | 0 | 285.1 | 294.1 | 291.2 | 20.2 | 0
5:00 | 6 | 75.9 | 12.7 | 19 | 285.3 | 294.3 | 291.6 | 19 | 0
6:00 | 15.1 | 87.6 | 5.8 | 45.6 | 285.9 | 294.7 | 292.2 | 17.7 | 0
7:00 | 24.2 | 99.7 | 0 | 76 | 286.5 | 295.3 | 293.1 | 17.7 | 0
8:00 | 32.9 | 113.1 | 0 | 96.4 | 287.3 | 296.8 | 294.8 | 0 | 0
9:00 | 40.7 | 128.5 | 0 | 119 | 288.2 | 296.8 | 295.4 | 0 | 0
10:00 | 46.9 | 146.9 | 0 | 144.3 | 289.3 | 297.1 | 295.9 | 0 | 0
11:00 | 50.3 | 168.5 | 0 | 156.9 | 290.4 | 297.2 | 296.5 | 0 | 0
noon | 50.3 | -168.5 | 0 | 169.1 | 291.3 | 297.3 | 297.3 | 0 | 0
13:00 | 46.9 | -146.9 | 0 | 150.2 | 292 | 297.8 | 297.2 | 0 | 0
14:00 | 40.7 | -128.5 | 0 | 130.8 | 292.5 | 297.6 | 297.3 | 0 | 0
15:00 | 32.9 | -113.1 | 0 | 103.7 | 292.6 | 297.5 | 297.1 | 0 | 0
16:00 | 24.2 | -99.7 | 0 | 76.7 | 292.2 | 297.6 | 296.5 | 0 | 0
17:00 | 15.1 | -87.6 | 6.3 | 56.4 | 291.7 | 297.3 | 296.1 | 0 | 0
18:00 | 6 | -75.9 | 24.9 | 35.1 | 290.9 | 297.4 | 295.7 | 0 | 0
19:00 | -2.4 | -64.1 | 0 | 6 | 289.9 | 296.9 | 295 | 0 | 0
20:00 | -10.1 | -51.6 | 0 | 0 | 289 | 297.2 | 294.3 | 0 | 0
21:00 | -16.6 | -38.1 | 0 | 0 | 288.1 | 297.1 | 294.1 | 0 | 0
22:00 | -21.3 | -23.5 | 0 | 0 | 287.3 | 296.7 | 293.5 | 0 | 0
23:00 | -23.7 | -7.9 | 0 | 0 | 286.6 | 296.9 | 293.3 | 0 | 0
September
| solar | solar | direct | diffuse | outdoor | indoor | window | heating | blinds
| altitude | azimuth | radiation | radiation | temp. | temp. | temp. | load | closed
| (degrees) | (degrees) | (W-h/m2) | (W-h/m2) | (K) | (K) | (K) | (W-h/m2) | (% time)
midnight | -35.1 | 9.1 | 0 | 0 | 284.9 | 294.8 | 291.6 | 42.2 | 0
1:00 | -32.3 | 26.9 | 0 | 0 | 284.8 | 294.5 | 291.3 | 42.5 | 0
2:00 | -27.1 | 43.1 | 0 | 0 | 284.5 | 294.4 | 291.1 | 42.1 | 0
3:00 | -20 | 57.5 | 0 | 0 | 284.3 | 294.3 | 291 | 41.5 | 0
4:00 | -11.8 | 70.6 | 0 | 0 | 284.1 | 294.2 | 290.9 | 42.2 | 0
5:00 | -3 | 82.8 | 0 | 0.3 | 284 | 294.2 | 290.8 | 44.3 | 0
6:00 | 6 | 94.7 | 0 | 19.9 | 284.3 | 294.2 | 291.1 | 42 | 0
7:00 | 15 | 107 | 0 | 44.4 | 284.7 | 294.5 | 291.7 | 37 | 0
8:00 | 23.3 | 120.2 | 0 | 67.9 | 285.4 | 297 | 293.6 | 0.4 | 0
9:00 | 30.6 | 135 | 0 | 89.9 | 286.1 | 297 | 294.1 | 0.6 | 0
10:00 | 36 | 151.7 | 0 | 104.9 | 286.8 | 296.9 | 294.7 | 0.3 | 0
11:00 | 39 | 170.3 | 0 | 105.9 | 287.6 | 297.2 | 294.7 | 0.3 | 0
noon | 39 | -170.3 | 0 | 104.9 | 288.3 | 296.6 | 295.4 | 0.2 | 0
13:00 | 36 | -151.7 | 0 | 101.4 | 288.9 | 297.1 | 295.5 | 0.2 | 0
14:00 | 30.6 | -135 | 0 | 92.6 | 289.4 | 297.3 | 295.4 | 0.1 | 0
15:00 | 23.3 | -120.2 | 0 | 73.2 | 289.5 | 297 | 295.3 | 0.2 | 0
16:00 | 15 | -107 | 0 | 44.6 | 289.3 | 296.8 | 295.1 | 0 | 0
17:00 | 6 | -94.7 | 0 | 23.9 | 288.6 | 296.9 | 294.3 | 0.1 | 0
18:00 | -3 | -82.8 | 0 | 2.4 | 287.8 | 297 | 293.9 | 0.2 | 0
19:00 | -11.8 | -70.6 | 0 | 0 | 287.1 | 297.1 | 293.6 | 0.3 | 0
20:00 | -20 | -57.5 | 0 | 0 | 286.5 | 297 | 293.4 | 0.4 | 0
21:00 | -27.1 | -43.1 | 0 | 0 | 285.9 | 296.7 | 293.3 | 0.5 | 0
22:00 | -32.3 | -26.9 | 0 | 0 | 285.3 | 296.8 | 292.9 | 0.4 | 0
23:00 | -35.1 | -9.1 | 0 | 0 | 285 | 296.7 | 292.8 | 0.5 | 0
October
| solar | solar | direct | diffuse | outdoor | indoor | window | heating | blinds
| altitude | azimuth | radiation | radiation | temp. | temp. | temp. | load | closed
| (degrees) | (degrees) | (W-h/m2) | (W-h/m2) | (K) | (K) | (K) | (W-h/m2) | (% time)
midnight | -47 | 10.8 | 0 | 0 | 282.1 | 294.2 | 290.3 | 57.8 | 0
1:00 | -43.7 | 31.4 | 0 | 0 | 282.1 | 294.1 | 290.2 | 56.8 | 0
2:00 | -37.8 | 49.3 | 0 | 0 | 282 | 294.1 | 290.1 | 58.3 | 0
3:00 | -30.1 | 64.6 | 0 | 0 | 281.8 | 294.1 | 290.1 | 59.2 | 0
4:00 | -21.5 | 78 | 0 | 0 | 281.8 | 294.1 | 290.1 | 60.7 | 0
5:00 | -12.4 | 90.2 | 0 | 0 | 281.7 | 294.1 | 290 | 65.5 | 0
6:00 | -3.4 | 102 | 0 | 0.8 | 281.8 | 294.1 | 290.1 | 66.2 | 0
7:00 | 5.2 | 114 | 0 | 16.8 | 282.2 | 294.1 | 290.4 | 64.7 | 0
8:00 | 13 | 126.6 | 0 | 37.6 | 282.6 | 295.9 | 292 | 0.6 | 0
9:00 | 19.7 | 140.4 | 0 | 61.3 | 283.3 | 296.3 | 292.5 | 0.8 | 0
10:00 | 24.5 | 155.5 | 0 | 70.4 | 283.9 | 296.1 | 292.7 | 0.9 | 0
11:00 | 27.1 | 171.7 | 0 | 81.3 | 284.6 | 295.8 | 293.2 | 0.8 | 0
noon | 27.1 | -171.7 | 0 | 79 | 285.1 | 296.2 | 293.4 | 0.8 | 0
13:00 | 24.5 | -155.5 | 0 | 65.6 | 285.4 | 296.1 | 293.4 | 0.7 | 0
14:00 | 19.7 | -140.4 | 0 | 49.7 | 285.5 | 296.1 | 293.2 | 0.7 | 0
15:00 | 13 | -126.6 | 0 | 33.4 | 285.3 | 295.7 | 293.1 | 0.5 | 0
16:00 | 5.2 | -114 | 0 | 14.6 | 284.7 | 296.3 | 292.3 | 0.4 | 0
17:00 | -3.4 | -102 | 0 | 0.4 | 284.1 | 296 | 292.3 | 0.6 | 0
18:00 | -12.4 | -90.2 | 0 | 0 | 283.5 | 295.9 | 291.9 | 0.6 | 0
19:00 | -21.5 | -78 | 0 | 0 | 283.1 | 296.1 | 291.7 | 0.5 | 0
20:00 | -30.1 | -64.6 | 0 | 0 | 282.8 | 296.2 | 291.5 | 0.6 | 0
21:00 | -37.8 | -49.3 | 0 | 0 | 282.5 | 296.3 | 291.5 | 0.6 | 0
22:00 | -43.7 | -31.4 | 0 | 0 | 282.4 | 296.2 | 291.6 | 0.5 | 0
23:00 | -47 | -10.8 | 0 | 0 | 282.2 | 295.9 | 291.5 | 0.7 | 0
November
| solar | solar | direct | diffuse | outdoor | indoor | window | heating | blinds
| altitude | azimuth | radiation | radiation | temp. | temp. | temp. | load | closed
| (degrees) | (degrees) | (W-h/m2) | (W-h/m2) | (K) | (K) | (K) | (W-h/m2) | (% time)
midnight | -56.2 | 12.8 | 0 | 0 | 278.9 | 294.1 | 289.1 | 103.2 | 0
1:00 | -52.4 | 36.3 | 0 | 0 | 278.8 | 294.1 | 289.1 | 104.1 | 0
2:00 | -45.8 | 55.6 | 0 | 0 | 278.6 | 294.1 | 289.1 | 110.2 | 0
3:00 | -37.7 | 71.1 | 0 | 0 | 278.5 | 294.1 | 289 | 106.6 | 0
4:00 | -28.8 | 84.3 | 0 | 0 | 278.4 | 294.1 | 289 | 102.6 | 0
5:00 | -19.7 | 96.2 | 0 | 0 | 278.4 | 294.1 | 289 | 106 | 0
6:00 | -10.7 | 107.7 | 0 | 0 | 278.3 | 294.1 | 289 | 106.4 | 0
7:00 | -2.4 | 119.2 | 0 | 1 | 278.2 | 294.1 | 288.9 | 107 | 0
8:00 | 5 | 131.2 | 0 | 16 | 278.4 | 295.8 | 290.8 | 0.6 | 0
9:00 | 11.1 | 144.1 | 0 | 30.1 | 278.8 | 296.1 | 290.6 | 2.1 | 0
10:00 | 15.5 | 157.9 | 0 | 45.9 | 279.2 | 295.8 | 291 | 1.7 | 0
11:00 | 17.8 | 172.5 | 0 | 57.8 | 279.7 | 295.9 | 291.2 | 1.7 | 0
noon | 17.8 | -172.5 | 0 | 55.3 | 280.1 | 296.1 | 291.3 | 1.4 | 0
13:00 | 15.5 | -157.9 | 0 | 47.3 | 280.3 | 296.1 | 291.4 | 1.8 | 0
14:00 | 11.1 | -144.1 | 0 | 30.2 | 280.4 | 295.9 | 291.3 | 1.4 | 0
15:00 | 5 | -131.2 | 0 | 12.9 | 280.2 | 295.8 | 291.2 | 1.3 | 0
16:00 | -2.4 | -119.2 | 0 | 0 | 280 | 296 | 290.8 | 1.2 | 0
17:00 | -10.7 | -107.7 | 0 | 0 | 279.7 | 296 | 290.6 | 1.2 | 0
18:00 | -19.7 | -96.2 | 0 | 0 | 279.6 | 295.6 | 290.4 | 1.4 | 0
19:00 | -28.8 | -84.3 | 0 | 0 | 279.4 | 295.8 | 290.4 | 0.9 | 0
20:00 | -37.7 | -71.1 | 0 | 0 | 279.4 | 295.7 | 290.3 | 1.2 | 0
21:00 | -45.8 | -55.6 | 0 | 0 | 279.2 | 295.6 | 290.3 | 1.4 | 0
22:00 | -52.4 | -36.3 | 0 | 0 | 279 | 295.8 | 290.6 | 1.2 | 0
23:00 | -56.2 | -12.8 | 0 | 0 | 278.8 | 296.3 | 290.4 | 0.8 | 0
December
| solar | solar | direct | diffuse | outdoor | indoor | window | heating | blinds
| altitude | azimuth | radiation | radiation | temp. | temp. | temp. | load | closed
| (degrees) | (degrees) | (W-h/m2) | (W-h/m2) | (K) | (K) | (K) | (W-h/m2) | (% time)
midnight | -60.2 | 13.9 | 0 | 0 | 276.9 | 294.1 | 288.5 | 108.4 | 0
1:00 | -56.1 | 39.1 | 0 | 0 | 276.8 | 294.1 | 288.5 | 112.2 | 0
2:00 | -49.2 | 58.9 | 0 | 0 | 276.8 | 294.1 | 288.5 | 112.5 | 0
3:00 | -40.9 | 74.4 | 0 | 0 | 276.8 | 294.1 | 288.5 | 112.5 | 0
4:00 | -31.9 | 87.4 | 0 | 0 | 276.9 | 294.1 | 288.5 | 109.9 | 0
5:00 | -22.8 | 99.1 | 0 | 0 | 277 | 294.1 | 288.5 | 112.9 | 0
6:00 | -14 | 110.2 | 0 | 0 | 276.9 | 294.1 | 288.5 | 110 | 0
7:00 | -5.8 | 121.5 | 0 | 0 | 276.9 | 294.1 | 288.5 | 107.3 | 0
8:00 | 1.4 | 133.2 | 0 | 1.8 | 277.1 | 296.5 | 290.2 | 0.2 | 0
9:00 | 7.3 | 145.7 | 0 | 14.9 | 277.3 | 296 | 290.2 | 2.2 | 0
10:00 | 11.6 | 158.9 | 0 | 28.6 | 277.7 | 296.2 | 290.4 | 2 | 0
11:00 | 13.8 | 172.9 | 0 | 36.8 | 277.9 | 295.9 | 290.6 | 2.2 | 0
noon | 13.8 | -172.9 | 0 | 37.9 | 278.2 | 295.8 | 290.5 | 2 | 0
13:00 | 11.6 | -158.9 | 0 | 29 | 278.4 | 295.8 | 290.6 | 1.9 | 0
14:00 | 7.3 | -145.7 | 0 | 18.1 | 278.3 | 296.4 | 290.3 | 1.3 | 0
15:00 | 1.4 | -133.2 | 0 | 4.7 | 278.2 | 296.2 | 290.1 | 1.6 | 0
16:00 | -5.8 | -121.5 | 0 | 0 | 277.8 | 295.9 | 289.9 | 1.8 | 0
17:00 | -14 | -110.2 | 0 | 0 | 277.7 | 295.9 | 289.9 | 1.5 | 0
18:00 | -22.8 | -99.1 | 0 | 0 | 277.5 | 295.7 | 289.8 | 1.6 | 0
19:00 | -31.9 | -87.4 | 0 | 0 | 277.5 | 295.9 | 289.9 | 1.3 | 0
20:00 | -40.9 | -74.4 | 0 | 0 | 277.3 | 296 | 289.8 | 1.2 | 0
21:00 | -49.2 | -58.9 | 0 | 0 | 277.1 | 295.7 | 289.7 | 1.6 | 0
22:00 | -56.1 | -39.1 | 0 | 0 | 277.1 | 295.9 | 289.6 | 1.5 | 0
23:00 | -60.2 | -13.9 | 0 | 0 | 277 | 295.9 | 289.8 | 1.7 | 0

## Sheet50
Scenario Two (yellow)
Tue Dec 03 2019 23:24:26 GMT+0000 (Greenwich Mean Time)
Setup Information:
Building
Location | UK - London
Building length, side A | N/A
Building length, side B | N/A
Simulation Type
Simulation Type | one_sided
Window Description
Typology | dgu_nb
Glazing Type | clear
Window Area | 50%
Wall Description
Insulation R-Value | 99999999.9 m2-K/W
Occupancy
Type | Low-rise Residential
Occupancy Load | 0.000 people per m2
Lighting Requirements | 400 lux
Equipment Load | 0.00 W/m2
Room Ventilation
Air Change Rate per Occupant | 15.0 liters / sec per person
Total Air Change Rate | 0.0 roomfuls per hour
Lighting Control
Lighting Control | lights do not respond to daylight: all lights fully on while building is occupied
Representative Room
Orientation | north
Room Depth | 27 m
Room Width | 5 m
Room Height | 2.2 m
Thermal Mass
Thermal Mass | none
Overhang
Overhang Depth | 0 m
Roof
Roof Type | adiabatic roof
Simulation Results:
Primary Energy Use and CO2 Emissions
| heating | cooling | lighting | total | CO2
| energy | energy | energy | energy | emissions
| (kWh/m2) | (kWh/m2) | (kWh/m2) | (kWh/m2) | (kg/m2)
January | 33.7 | 0 | 7.3 | 41 | 8.2
February | 28.1 | 0 | 6.6 | 34.7 | 6.9
March | 32.1 | 0 | 7.3 | 39.4 | 7.9
April | 25.9 | 0 | 7.1 | 33 | 6.6
May | 18.8 | 0 | 7.3 | 26.1 | 5.2
June | 9.4 | 0 | 7.1 | 16.5 | 3.3
July | 4.3 | 0 | 7.3 | 11.6 | 2.3
August | 4.3 | 0 | 7.3 | 11.6 | 2.3
September | 10.1 | 0 | 7.1 | 17.2 | 3.4
October | 15.5 | 0 | 7.3 | 22.8 | 4.6
November | 26 | 0 | 7.1 | 33.1 | 6.6
December | 28.2 | 0 | 7.3 | 35.5 | 7.1
Total | 236.4 | 0 | 86.1 | 322.5 | 64.5 | yearly energy
January
| solar | solar | direct | diffuse | outdoor | indoor | window | heating | blinds
| altitude | azimuth | radiation | radiation | temp. | temp. | temp. | load | closed
| (degrees) | (degrees) | (W-h/m2) | (W-h/m2) | (K) | (K) | (K) | (W-h/m2) | (% time)
midnight | -58.1 | 13.3 | 0 | 0 | 275.9 | 294.1 | 288.2 | 135.7 | 0
1:00 | -54.2 | 37.6 | 0 | 0 | 275.8 | 294.1 | 288.2 | 135.1 | 0
2:00 | -47.5 | 57.1 | 0 | 0 | 275.8 | 294.1 | 288.2 | 133.6 | 0
3:00 | -39.2 | 72.7 | 0 | 0 | 275.7 | 294.1 | 288.1 | 129.4 | 0
4:00 | -30.2 | 85.8 | 0 | 0 | 275.6 | 294.1 | 288.1 | 132.1 | 0
5:00 | -21.1 | 97.6 | 0 | 0 | 275.6 | 294.1 | 288.1 | 132 | 0
6:00 | -12.3 | 108.9 | 0 | 0 | 275.5 | 294.1 | 288.1 | 129.6 | 0
7:00 | -4 | 120.3 | 0 | 0 | 275.5 | 294.1 | 288.1 | 128.5 | 0
8:00 | 3.3 | 132.2 | 0 | 5.1 | 275.7 | 296.5 | 289.8 | 0.3 | 0
9:00 | 9.3 | 144.9 | 0 | 20.2 | 276.1 | 296.4 | 289.7 | 2.4 | 0
10:00 | 13.6 | 158.4 | 0 | 34.6 | 276.5 | 295.9 | 290 | 2.6 | 0
11:00 | 15.9 | 172.7 | 0 | 40.5 | 276.7 | 295.9 | 289.8 | 2.1 | 0
noon | 15.9 | -172.7 | 0 | 42.7 | 277.2 | 295.8 | 290.4 | 2.3 | 0
13:00 | 13.6 | -158.4 | 0 | 38.1 | 277.6 | 296.3 | 290.2 | 2 | 0
14:00 | 9.3 | -144.9 | 0 | 26.7 | 277.5 | 296.2 | 290.2 | 2.1 | 0
15:00 | 3.3 | -132.2 | 0 | 13.2 | 277.3 | 295.9 | 289.9 | 2.1 | 0
16:00 | -4 | -120.3 | 0 | 0.6 | 277 | 295.9 | 289.6 | 1.9 | 0
17:00 | -12.3 | -108.9 | 0 | 0 | 276.8 | 295.8 | 289.6 | 1.8 | 0
18:00 | -21.1 | -97.6 | 0 | 0 | 276.5 | 295.9 | 289.4 | 2.2 | 0
19:00 | -30.2 | -85.8 | 0 | 0 | 276.3 | 295.6 | 289.7 | 1.6 | 0
20:00 | -39.2 | -72.7 | 0 | 0 | 276.1 | 295.7 | 289.4 | 1.8 | 0
21:00 | -47.5 | -57.1 | 0 | 0 | 276.1 | 295.6 | 289.5 | 1.8 | 0
22:00 | -54.2 | -37.6 | 0 | 0 | 276 | 295.7 | 289.6 | 2.1 | 0
23:00 | -58.1 | -13.3 | 0 | 0 | 275.9 | 295.9 | 289.5 | 1.6 | 0
February
| solar | solar | direct | diffuse | outdoor | indoor | window | heating | blinds
| altitude | azimuth | radiation | radiation | temp. | temp. | temp. | load | closed
| (degrees) | (degrees) | (W-h/m2) | (W-h/m2) | (K) | (K) | (K) | (W-h/m2) | (% time)
midnight | -50.4 | 11.4 | 0 | 0 | 275.4 | 294.1 | 288 | 116.1 | 0
1:00 | -46.9 | 33 | 0 | 0 | 275.3 | 294.1 | 288 | 110.6 | 0
2:00 | -40.8 | 51.4 | 0 | 0 | 275.2 | 294.1 | 288 | 114.8 | 0
3:00 | -32.9 | 66.9 | 0 | 0 | 275.2 | 294.1 | 288 | 121.3 | 0
4:00 | -24.2 | 80.2 | 0 | 0 | 275.2 | 294.1 | 288 | 123.4 | 0
5:00 | -15.1 | 92.3 | 0 | 0 | 275.1 | 294.1 | 287.9 | 128 | 0
6:00 | -6.1 | 104 | 0 | 0 | 275.1 | 294.1 | 287.9 | 127.8 | 0
7:00 | 2.4 | 115.9 | 0 | 2.3 | 275.1 | 294.1 | 288 | 131.4 | 0
8:00 | 10.1 | 128.3 | 0 | 20.6 | 275.5 | 295.7 | 290 | 1.1 | 0
9:00 | 16.5 | 141.8 | 0 | 40.4 | 276.1 | 296 | 289.7 | 2.2 | 0
10:00 | 21.2 | 156.4 | 0 | 55.1 | 276.7 | 295.6 | 290.4 | 3.3 | 0
11:00 | 23.7 | 172 | 0 | 60.6 | 277.3 | 296.4 | 290.3 | 2.4 | 0
noon | 23.7 | -172 | 0 | 65.1 | 277.9 | 296.1 | 290.7 | 2.3 | 0
13:00 | 21.2 | -156.4 | 0 | 57 | 278.4 | 296 | 290.8 | 2.5 | 0
14:00 | 16.5 | -141.8 | 0 | 53.5 | 278.5 | 296.4 | 290.7 | 2 | 0
15:00 | 10.1 | -128.3 | 0 | 36 | 278.3 | 296.2 | 290.8 | 2.2 | 0
16:00 | 2.4 | -115.9 | 0 | 14.5 | 277.7 | 296 | 290.2 | 2.2 | 0
17:00 | -6.1 | -104 | 0 | 0.3 | 277.1 | 296.2 | 289.7 | 1.5 | 0
18:00 | -15.1 | -92.3 | 0 | 0 | 276.7 | 296 | 289.7 | 1.7 | 0
19:00 | -24.2 | -80.2 | 0 | 0 | 276.3 | 295.8 | 289.4 | 2.3 | 0
20:00 | -32.9 | -66.9 | 0 | 0 | 276 | 295.4 | 289.5 | 2 | 0
21:00 | -40.8 | -51.4 | 0 | 0 | 275.7 | 296.2 | 289.6 | 1.2 | 0
22:00 | -46.9 | -33 | 0 | 0 | 275.5 | 296.3 | 289.2 | 1.7 | 0
23:00 | -50.4 | -11.4 | 0 | 0 | 275.4 | 295.9 | 289.1 | 1.8 | 0
March
| solar | solar | direct | diffuse | outdoor | indoor | window | heating | blinds
| altitude | azimuth | radiation | radiation | temp. | temp. | temp. | load | closed
| (degrees) | (degrees) | (W-h/m2) | (W-h/m2) | (K) | (K) | (K) | (W-h/m2) | (% time)
midnight | -39 | 9.6 | 0 | 0 | 276.9 | 294.1 | 288.5 | 127.9 | 0
1:00 | -36 | 28.2 | 0 | 0 | 276.8 | 294.1 | 288.5 | 131.8 | 0
2:00 | -30.6 | 45 | 0 | 0 | 276.7 | 294.1 | 288.4 | 136 | 0
3:00 | -23.4 | 59.7 | 0 | 0 | 276.5 | 294.1 | 288.4 | 128.5 | 0
4:00 | -15 | 72.9 | 0 | 0 | 276.3 | 294.1 | 288.3 | 129.8 | 0
5:00 | -6.1 | 85.2 | 0 | 0 | 276.4 | 294.1 | 288.3 | 124.6 | 0
6:00 | 2.9 | 97.1 | 0 | 4.1 | 276.6 | 294.1 | 288.4 | 117 | 0
7:00 | 11.8 | 109.3 | 0 | 24.9 | 276.9 | 294.1 | 288.8 | 113.5 | 0
8:00 | 20 | 122.4 | 0 | 48.1 | 277.4 | 295.8 | 290.3 | 1.3 | 0
9:00 | 27 | 136.9 | 0 | 66.7 | 278 | 296.2 | 290.6 | 1.9 | 0
10:00 | 32.2 | 153.1 | 0 | 85.8 | 278.8 | 295.9 | 291.1 | 2.1 | 0
11:00 | 35.1 | 170.8 | 0 | 100 | 279.8 | 296 | 291.9 | 2.1 | 0
noon | 35.1 | -170.8 | 0 | 101.7 | 280.5 | 296 | 291.8 | 2 | 0
13:00 | 32.2 | -153.1 | 0 | 93 | 281.2 | 295.7 | 292.3 | 1.7 | 0
14:00 | 27 | -136.9 | 0 | 79.8 | 281.5 | 296.1 | 292 | 1.4 | 0
15:00 | 20 | -122.4 | 0 | 58.9 | 281.4 | 295.9 | 291.7 | 1.8 | 0
16:00 | 11.8 | -109.3 | 0 | 34.5 | 280.9 | 295.6 | 291.5 | 1.6 | 0
17:00 | 2.9 | -97.1 | 0 | 15.4 | 280.1 | 295.8 | 290.9 | 1.5 | 0
18:00 | -6.1 | -85.2 | 0 | 0 | 279.4 | 295.9 | 290.4 | 1.3 | 0
19:00 | -15 | -72.9 | 0 | 0 | 278.7 | 295.7 | 290.4 | 1.7 | 0
20:00 | -23.4 | -59.7 | 0 | 0 | 278.2 | 295.9 | 290.2 | 1.6 | 0
21:00 | -30.6 | -45 | 0 | 0 | 277.8 | 296 | 289.9 | 2 | 0
22:00 | -36 | -28.2 | 0 | 0 | 277.3 | 295.8 | 289.6 | 2.1 | 0
23:00 | -39 | -9.6 | 0 | 0 | 277.1 | 295.9 | 289.7 | 1.8 | 0
April
| solar | solar | direct | diffuse | outdoor | indoor | window | heating | blinds
| altitude | azimuth | radiation | radiation | temp. | temp. | temp. | load | closed
| (degrees) | (degrees) | (W-h/m2) | (W-h/m2) | (K) | (K) | (K) | (W-h/m2) | (% time)
midnight | -27.1 | 8.3 | 0 | 0 | 278.5 | 294.1 | 289 | 105.4 | 0
1:00 | -24.5 | 24.4 | 0 | 0 | 278.2 | 294.1 | 288.9 | 103.3 | 0
2:00 | -19.7 | 39.5 | 0 | 0 | 278 | 294.1 | 288.9 | 104.9 | 0
3:00 | -13.1 | 53.3 | 0 | 0 | 277.7 | 294.1 | 288.8 | 107 | 0
4:00 | -5.2 | 66 | 0 | 0 | 277.4 | 294.1 | 288.7 | 106 | 0
5:00 | 3.4 | 78 | 3 | 8 | 277.6 | 294.1 | 288.8 | 104.7 | 0
6:00 | 12.4 | 89.8 | 0.4 | 33.9 | 278.1 | 294.1 | 289.2 | 107.6 | 0
7:00 | 21.5 | 102 | 0 | 60.7 | 278.8 | 294.1 | 289.8 | 103.8 | 0
8:00 | 30.1 | 115.3 | 0 | 79.7 | 279.5 | 295.9 | 291.4 | 1.9 | 0
9:00 | 37.7 | 130.6 | 0 | 102.3 | 280.6 | 295.9 | 292 | 2.1 | 0
10:00 | 43.7 | 148.5 | 0 | 121.4 | 281.5 | 296.1 | 292.3 | 2.1 | 0
11:00 | 47 | 169.1 | 0 | 133.9 | 282.5 | 296.1 | 292.9 | 1.7 | 0
noon | 47 | -169.1 | 0 | 135.6 | 283.5 | 296 | 293.5 | 1.5 | 0
13:00 | 43.7 | -148.5 | 0 | 127.4 | 284.2 | 296 | 293.5 | 1.1 | 0
14:00 | 37.7 | -130.6 | 0 | 116.3 | 284.7 | 296 | 293.3 | 1 | 0
15:00 | 30.1 | -115.3 | 0 | 86.8 | 285 | 296.1 | 293.5 | 0.8 | 0
16:00 | 21.5 | -102 | 0 | 66.8 | 284.7 | 295.5 | 293.1 | 0.9 | 0
17:00 | 12.4 | -89.8 | 0.5 | 41.3 | 283.9 | 295.8 | 292.6 | 0.9 | 0
18:00 | 3.4 | -78 | 12.3 | 16.4 | 283 | 296 | 291.9 | 1.1 | 0
19:00 | -5.2 | -66 | 0 | 0 | 282 | 295.8 | 291.6 | 1 | 0
20:00 | -13.1 | -53.3 | 0 | 0 | 281 | 295.8 | 291.2 | 1.1 | 0
21:00 | -19.7 | -39.5 | 0 | 0 | 280 | 295.6 | 290.8 | 1.3 | 0
22:00 | -24.5 | -24.4 | 0 | 0 | 279.3 | 295.5 | 290.7 | 1.4 | 0
23:00 | -27.1 | -8.3 | 0 | 0 | 278.6 | 295.6 | 290.5 | 1.4 | 0
May
| solar | solar | direct | diffuse | outdoor | indoor | window | heating | blinds
| altitude | azimuth | radiation | radiation | temp. | temp. | temp. | load | closed
| (degrees) | (degrees) | (W-h/m2) | (W-h/m2) | (K) | (K) | (K) | (W-h/m2) | (% time)
midnight | -17.9 | 7.4 | 0 | 0 | 281 | 294.1 | 289.8 | 75.6 | 0
1:00 | -15.5 | 22 | 0 | 0 | 280.8 | 294.1 | 289.7 | 76.1 | 0
2:00 | -11.1 | 35.8 | 0 | 0 | 280.5 | 294.1 | 289.7 | 76.5 | 0
3:00 | -5 | 48.7 | 0 | 0 | 280.2 | 294.1 | 289.5 | 75.2 | 0
4:00 | 2.4 | 60.8 | 12.8 | 10.9 | 280.2 | 294.1 | 289.8 | 77 | 0
5:00 | 10.7 | 72.3 | 41.5 | 40.6 | 280.5 | 294.1 | 290.5 | 75.7 | 0
6:00 | 19.6 | 83.7 | 18 | 62.9 | 280.9 | 294.1 | 290.6 | 75.8 | 0
7:00 | 28.7 | 95.6 | 0 | 84.8 | 281.8 | 294.1 | 291 | 67.1 | 0
8:00 | 37.6 | 108.8 | 0 | 101.3 | 282.7 | 296 | 292.9 | 0.9 | 0
9:00 | 45.8 | 124.4 | 0 | 131.7 | 283.7 | 295.9 | 293.2 | 1.1 | 0
10:00 | 52.4 | 143.6 | 0 | 145.9 | 284.8 | 296.1 | 293.8 | 0.8 | 0
11:00 | 56.2 | 167.2 | 0 | 152.2 | 285.8 | 295.9 | 294.3 | 0.4 | 0
noon | 56.2 | -167.2 | 0 | 145.7 | 286.8 | 295.7 | 294.6 | 0.5 | 0
13:00 | 52.4 | -143.6 | 0 | 137.1 | 287.6 | 296.4 | 295 | 0.3 | 0
14:00 | 45.8 | -124.4 | 0 | 134.2 | 288 | 296.1 | 295.2 | 0.4 | 0
15:00 | 37.6 | -108.8 | 0 | 116.3 | 288 | 296.6 | 294.7 | 0.3 | 0
16:00 | 28.7 | -95.6 | 0 | 97.6 | 287.9 | 296.3 | 294.5 | 0.3 | 0
17:00 | 19.6 | -83.7 | 19 | 74.3 | 287.3 | 296 | 294.1 | 0.3 | 0
18:00 | 10.7 | -72.3 | 47.9 | 48.7 | 286.3 | 296.5 | 293.6 | 0.3 | 0
19:00 | 2.4 | -60.8 | 25.2 | 18.1 | 285.1 | 295.9 | 292.9 | 0.4 | 0
20:00 | -5 | -48.7 | 0 | 0 | 284 | 295.9 | 292.1 | 0.3 | 0
21:00 | -11.1 | -35.8 | 0 | 0 | 283.1 | 295.5 | 291.7 | 0.5 | 0
22:00 | -15.5 | -22 | 0 | 0 | 282.3 | 295.8 | 291.4 | 0.6 | 0
23:00 | -17.9 | -7.4 | 0 | 0 | 281.5 | 295.6 | 291.2 | 0.8 | 0
June
| solar | solar | direct | diffuse | outdoor | indoor | window | heating | blinds
| altitude | azimuth | radiation | radiation | temp. | temp. | temp. | load | closed
| (degrees) | (degrees) | (W-h/m2) | (W-h/m2) | (K) | (K) | (K) | (W-h/m2) | (% time)
midnight | -13.8 | 7 | 0 | 0 | 284.5 | 294.1 | 290.9 | 42.4 | 0
1:00 | -11.6 | 21 | 0 | 0 | 284.2 | 294.1 | 290.9 | 41.6 | 0
2:00 | -7.3 | 34.3 | 0 | 0 | 283.9 | 294.1 | 290.7 | 38.3 | 0
3:00 | -1.4 | 46.7 | 0 | 0 | 283.6 | 294.1 | 290.6 | 37.2 | 0
4:00 | 5.8 | 58.4 | 47 | 27.4 | 283.7 | 294.2 | 291.6 | 38.3 | 0
5:00 | 14 | 69.7 | 54.6 | 52.4 | 284.2 | 294.3 | 292.1 | 37.8 | 0
6:00 | 22.8 | 80.8 | 26.7 | 76.8 | 284.6 | 294.4 | 292.2 | 38.7 | 0
7:00 | 31.9 | 92.5 | 0 | 90.6 | 285.2 | 294.4 | 292.3 | 37.4 | 0
8:00 | 40.9 | 105.5 | 0 | 104.6 | 286.2 | 296.2 | 294.1 | 0.3 | 0
9:00 | 49.2 | 121 | 0 | 130.5 | 287.2 | 296.3 | 294.6 | 0.3 | 0
10:00 | 56.1 | 140.8 | 0 | 140.9 | 288.1 | 296.3 | 295.1 | 0.2 | 0
11:00 | 60.2 | 166 | 0 | 149.1 | 289.1 | 297 | 295.8 | 0.2 | 0
noon | 60.2 | -166 | 0 | 150.4 | 290 | 297.2 | 296.4 | 0.1 | 0
13:00 | 56.1 | -140.8 | 0 | 149.6 | 290.6 | 297.4 | 296.7 | 0 | 0
14:00 | 49.2 | -121 | 0 | 133.5 | 291 | 297.4 | 296.8 | 0 | 0
15:00 | 40.9 | -105.5 | 0 | 111.8 | 291.1 | 297.5 | 296.3 | 0.1 | 0
16:00 | 31.9 | -92.5 | 0 | 113.1 | 290.9 | 297.1 | 296.2 | 0 | 0
17:00 | 22.8 | -80.8 | 25.1 | 93.4 | 290.2 | 296.8 | 295.8 | 0.2 | 0
18:00 | 14 | -69.7 | 50.8 | 67.2 | 289.3 | 296.5 | 295.2 | 0.2 | 0
19:00 | 5.8 | -58.4 | 47.8 | 41 | 288.3 | 296.8 | 294.7 | 0.2 | 0
20:00 | -1.4 | -46.7 | 0 | 0 | 287.4 | 296.2 | 293.4 | 0.2 | 0
21:00 | -7.3 | -34.3 | 0 | 0 | 286.4 | 296.1 | 293.1 | 0.2 | 0
22:00 | -11.6 | -21 | 0 | 0 | 285.7 | 295.8 | 292.8 | 0.3 | 0
23:00 | -13.8 | -7 | 0 | 0 | 284.8 | 296.1 | 292.2 | 0.3 | 0
July
| solar | solar | direct | diffuse | outdoor | indoor | window | heating | blinds
| altitude | azimuth | radiation | radiation | temp. | temp. | temp. | load | closed
| (degrees) | (degrees) | (W-h/m2) | (W-h/m2) | (K) | (K) | (K) | (W-h/m2) | (% time)
midnight | -15.9 | 7.2 | 0 | 0 | 286.4 | 295 | 292.2 | 15.6 | 0
1:00 | -13.7 | 21.5 | 0 | 0 | 286.1 | 294.5 | 291.8 | 19.2 | 0
2:00 | -9.3 | 35.1 | 0 | 0 | 285.6 | 294.3 | 291.4 | 19.5 | 0
3:00 | -3.3 | 47.8 | 0 | 0 | 285.3 | 294.1 | 291.2 | 18 | 0
4:00 | 4 | 59.7 | 7.4 | 13.9 | 285.5 | 294.2 | 291.6 | 18.8 | 0
5:00 | 12.3 | 71 | 22.1 | 43.4 | 285.8 | 294.7 | 292.4 | 16.4 | 0
6:00 | 21.1 | 82.3 | 12.9 | 72.5 | 286.4 | 295.3 | 293.1 | 16.6 | 0
7:00 | 30.2 | 94.1 | 0 | 90.2 | 286.8 | 295.6 | 293.6 | 14.5 | 0
8:00 | 39.2 | 107.3 | 0 | 107.5 | 287.6 | 297.1 | 295.2 | 0.1 | 0
9:00 | 47.4 | 122.8 | 0 | 130 | 288.7 | 297.1 | 295.9 | 0 | 0
10:00 | 54.2 | 142.4 | 0 | 152.9 | 289.7 | 297.1 | 296.5 | 0 | 0
11:00 | 58.1 | 166.6 | 0 | 166.1 | 290.7 | 297.6 | 297 | 0 | 0
noon | 58.1 | -166.6 | 0 | 174.3 | 291.7 | 297.7 | 297.4 | 0 | 0
13:00 | 54.2 | -142.4 | 0 | 161.4 | 292.5 | 297.8 | 297.7 | 0 | 0
14:00 | 47.4 | -122.8 | 0 | 145.3 | 292.9 | 297.5 | 297.5 | 0 | 0
15:00 | 39.2 | -107.3 | 0 | 120.5 | 293 | 297.4 | 297.3 | 0 | 0
16:00 | 30.2 | -94.1 | 0 | 114.7 | 292.8 | 297.5 | 297.1 | 0 | 0
17:00 | 21.1 | -82.3 | 18.9 | 91.1 | 292.4 | 297.3 | 296.9 | 0 | 0
18:00 | 12.3 | -71 | 59.5 | 68.5 | 291.5 | 297.4 | 296.8 | 0 | 0
19:00 | 4 | -59.7 | 57.7 | 35.1 | 290.4 | 297.5 | 296 | 0 | 0
20:00 | -3.3 | -47.8 | 0 | 0 | 289.3 | 297.1 | 294.6 | 0 | 0
21:00 | -9.3 | -35.1 | 0 | 0 | 288.4 | 297 | 294.2 | 0 | 0
22:00 | -13.7 | -21.5 | 0 | 0 | 287.5 | 297.1 | 293.8 | 0 | 0
23:00 | -15.9 | -7.2 | 0 | 0 | 286.8 | 297.1 | 293.7 | 0 | 0
August
| solar | solar | direct | diffuse | outdoor | indoor | window | heating | blinds
| altitude | azimuth | radiation | radiation | temp. | temp. | temp. | load | closed
| (degrees) | (degrees) | (W-h/m2) | (W-h/m2) | (K) | (K) | (K) | (W-h/m2) | (% time)
midnight | -23.7 | 7.9 | 0 | 0 | 286.4 | 294.8 | 292.1 | 13.7 | 0
1:00 | -21.3 | 23.5 | 0 | 0 | 286 | 294.5 | 291.7 | 15 | 0
2:00 | -16.6 | 38.1 | 0 | 0 | 285.9 | 294.3 | 291.5 | 16.7 | 0
3:00 | -10.1 | 51.6 | 0 | 0 | 285.4 | 294.2 | 291.3 | 17.9 | 0
4:00 | -2.4 | 64.1 | 0 | 0 | 285.1 | 294.1 | 291.2 | 20.2 | 0
5:00 | 6 | 75.9 | 12.7 | 19 | 285.3 | 294.3 | 291.6 | 19 | 0
6:00 | 15.1 | 87.6 | 5.8 | 45.6 | 285.9 | 294.7 | 292.2 | 17.7 | 0
7:00 | 24.2 | 99.7 | 0 | 76 | 286.5 | 295.3 | 293.1 | 17.7 | 0
8:00 | 32.9 | 113.1 | 0 | 96.4 | 287.3 | 296.8 | 294.8 | 0 | 0
9:00 | 40.7 | 128.5 | 0 | 119 | 288.2 | 296.8 | 295.5 | 0 | 0
10:00 | 46.9 | 146.9 | 0 | 144.3 | 289.3 | 297.1 | 295.9 | 0 | 0
11:00 | 50.3 | 168.5 | 0 | 156.9 | 290.4 | 297.2 | 296.6 | 0 | 0
noon | 50.3 | -168.5 | 0 | 169.1 | 291.3 | 297.3 | 297.2 | 0 | 0
13:00 | 46.9 | -146.9 | 0 | 150.2 | 292 | 297.7 | 297.3 | 0 | 0
14:00 | 40.7 | -128.5 | 0 | 130.8 | 292.5 | 297.6 | 297.3 | 0 | 0
15:00 | 32.9 | -113.1 | 0 | 103.7 | 292.6 | 297.6 | 297.1 | 0 | 0
16:00 | 24.2 | -99.7 | 0 | 76.7 | 292.2 | 297.5 | 296.6 | 0 | 0
17:00 | 15.1 | -87.6 | 6.3 | 56.4 | 291.7 | 297.5 | 296 | 0 | 0
18:00 | 6 | -75.9 | 24.9 | 35.1 | 290.9 | 297.3 | 295.7 | 0 | 0
19:00 | -2.4 | -64.1 | 0 | 6 | 289.9 | 297.1 | 294.9 | 0 | 0
20:00 | -10.1 | -51.6 | 0 | 0 | 289 | 297 | 294.4 | 0 | 0
21:00 | -16.6 | -38.1 | 0 | 0 | 288.1 | 297.2 | 294 | 0 | 0
22:00 | -21.3 | -23.5 | 0 | 0 | 287.3 | 296.8 | 293.6 | 0 | 0
23:00 | -23.7 | -7.9 | 0 | 0 | 286.6 | 296.8 | 293.4 | 0 | 0
September
| solar | solar | direct | diffuse | outdoor | indoor | window | heating | blinds
| altitude | azimuth | radiation | radiation | temp. | temp. | temp. | load | closed
| (degrees) | (degrees) | (W-h/m2) | (W-h/m2) | (K) | (K) | (K) | (W-h/m2) | (% time)
midnight | -35.1 | 9.1 | 0 | 0 | 284.9 | 294.8 | 291.6 | 42.2 | 0
1:00 | -32.3 | 26.9 | 0 | 0 | 284.8 | 294.5 | 291.3 | 42.5 | 0
2:00 | -27.1 | 43.1 | 0 | 0 | 284.5 | 294.4 | 291.1 | 42.1 | 0
3:00 | -20 | 57.5 | 0 | 0 | 284.3 | 294.3 | 291 | 41.5 | 0
4:00 | -11.8 | 70.6 | 0 | 0 | 284.1 | 294.2 | 290.9 | 42.2 | 0
5:00 | -3 | 82.8 | 0 | 0.3 | 284 | 294.2 | 290.8 | 44.4 | 0
6:00 | 6 | 94.7 | 0 | 19.9 | 284.3 | 294.2 | 291.1 | 42.1 | 0
7:00 | 15 | 107 | 0 | 44.4 | 284.7 | 294.5 | 291.7 | 37.1 | 0
8:00 | 23.3 | 120.2 | 0 | 67.9 | 285.4 | 297.1 | 293.6 | 0.4 | 0
9:00 | 30.6 | 135 | 0 | 89.9 | 286.1 | 297 | 294.1 | 0.5 | 0
10:00 | 36 | 151.7 | 0 | 104.9 | 286.8 | 297 | 294.7 | 0.3 | 0
11:00 | 39 | 170.3 | 0 | 105.9 | 287.6 | 297.3 | 294.6 | 0.2 | 0
noon | 39 | -170.3 | 0 | 104.9 | 288.3 | 296.8 | 295.4 | 0.2 | 0
13:00 | 36 | -151.7 | 0 | 101.4 | 288.9 | 297 | 295.4 | 0.2 | 0
14:00 | 30.6 | -135 | 0 | 92.6 | 289.4 | 297.2 | 295.4 | 0.2 | 0
15:00 | 23.3 | -120.2 | 0 | 73.2 | 289.5 | 296.7 | 295.5 | 0.2 | 0
16:00 | 15 | -107 | 0 | 44.6 | 289.3 | 297 | 294.9 | 0 | 0
17:00 | 6 | -94.7 | 0 | 23.9 | 288.6 | 296.9 | 294.5 | 0.1 | 0
18:00 | -3 | -82.8 | 0 | 2.4 | 287.8 | 296.8 | 294 | 0.2 | 0
19:00 | -11.8 | -70.6 | 0 | 0 | 287.1 | 296.9 | 293.5 | 0.3 | 0
20:00 | -20 | -57.5 | 0 | 0 | 286.5 | 296.8 | 293.2 | 0.4 | 0
21:00 | -27.1 | -43.1 | 0 | 0 | 285.9 | 296.8 | 293.1 | 0.4 | 0
22:00 | -32.3 | -26.9 | 0 | 0 | 285.3 | 296.9 | 292.9 | 0.4 | 0
23:00 | -35.1 | -9.1 | 0 | 0 | 285 | 296.8 | 292.9 | 0.5 | 0
October
| solar | solar | direct | diffuse | outdoor | indoor | window | heating | blinds
| altitude | azimuth | radiation | radiation | temp. | temp. | temp. | load | closed
| (degrees) | (degrees) | (W-h/m2) | (W-h/m2) | (K) | (K) | (K) | (W-h/m2) | (% time)
midnight | -47 | 10.8 | 0 | 0 | 282.1 | 294.2 | 290.3 | 57.7 | 0
1:00 | -43.7 | 31.4 | 0 | 0 | 282.1 | 294.1 | 290.2 | 56.9 | 0
2:00 | -37.8 | 49.3 | 0 | 0 | 282 | 294.1 | 290.1 | 58.4 | 0
3:00 | -30.1 | 64.6 | 0 | 0 | 281.8 | 294.1 | 290.1 | 59.3 | 0
4:00 | -21.5 | 78 | 0 | 0 | 281.8 | 294.1 | 290.1 | 60.7 | 0
5:00 | -12.4 | 90.2 | 0 | 0 | 281.7 | 294.1 | 290 | 65.5 | 0
6:00 | -3.4 | 102 | 0 | 0.8 | 281.8 | 294.1 | 290.1 | 66.2 | 0
7:00 | 5.2 | 114 | 0 | 16.8 | 282.2 | 294.1 | 290.4 | 64.7 | 0
8:00 | 13 | 126.6 | 0 | 37.6 | 282.6 | 295.9 | 292 | 0.6 | 0
9:00 | 19.7 | 140.4 | 0 | 61.3 | 283.3 | 296.2 | 292.5 | 0.8 | 0
10:00 | 24.5 | 155.5 | 0 | 70.4 | 283.9 | 296.3 | 292.8 | 0.9 | 0
11:00 | 27.1 | 171.7 | 0 | 81.3 | 284.6 | 295.9 | 293 | 0.8 | 0
noon | 27.1 | -171.7 | 0 | 79 | 285.1 | 296.1 | 293.3 | 0.8 | 0
13:00 | 24.5 | -155.5 | 0 | 65.6 | 285.4 | 296.1 | 293.4 | 0.6 | 0
14:00 | 19.7 | -140.4 | 0 | 49.7 | 285.5 | 296.2 | 293.2 | 0.7 | 0
15:00 | 13 | -126.6 | 0 | 33.4 | 285.3 | 296 | 292.8 | 0.5 | 0
16:00 | 5.2 | -114 | 0 | 14.6 | 284.7 | 296.2 | 292.4 | 0.4 | 0
17:00 | -3.4 | -102 | 0 | 0.4 | 284.1 | 296.1 | 292 | 0.6 | 0
18:00 | -12.4 | -90.2 | 0 | 0 | 283.5 | 296.1 | 291.7 | 0.6 | 0
19:00 | -21.5 | -78 | 0 | 0 | 283.1 | 296.1 | 291.7 | 0.6 | 0
20:00 | -30.1 | -64.6 | 0 | 0 | 282.8 | 295.9 | 291.9 | 0.6 | 0
21:00 | -37.8 | -49.3 | 0 | 0 | 282.5 | 296 | 291.5 | 0.6 | 0
22:00 | -43.7 | -31.4 | 0 | 0 | 282.4 | 296.2 | 291.4 | 0.5 | 0
23:00 | -47 | -10.8 | 0 | 0 | 282.2 | 296.1 | 291.4 | 0.6 | 0
November
| solar | solar | direct | diffuse | outdoor | indoor | window | heating | blinds
| altitude | azimuth | radiation | radiation | temp. | temp. | temp. | load | closed
| (degrees) | (degrees) | (W-h/m2) | (W-h/m2) | (K) | (K) | (K) | (W-h/m2) | (% time)
midnight | -56.2 | 12.8 | 0 | 0 | 278.9 | 294.1 | 289.1 | 103.3 | 0
1:00 | -52.4 | 36.3 | 0 | 0 | 278.8 | 294.1 | 289.1 | 104.1 | 0
2:00 | -45.8 | 55.6 | 0 | 0 | 278.6 | 294.1 | 289.1 | 110.3 | 0
3:00 | -37.7 | 71.1 | 0 | 0 | 278.5 | 294.1 | 289 | 106.7 | 0
4:00 | -28.8 | 84.3 | 0 | 0 | 278.4 | 294.1 | 289 | 102.6 | 0
5:00 | -19.7 | 96.2 | 0 | 0 | 278.4 | 294.1 | 289 | 106.1 | 0
6:00 | -10.7 | 107.7 | 0 | 0 | 278.3 | 294.1 | 289 | 106.4 | 0
7:00 | -2.4 | 119.2 | 0 | 1 | 278.2 | 294.1 | 288.9 | 107 | 0
8:00 | 5 | 131.2 | 0 | 16 | 278.4 | 295.9 | 290.8 | 0.6 | 0
9:00 | 11.1 | 144.1 | 0 | 30.1 | 278.8 | 296 | 290.7 | 2.1 | 0
10:00 | 15.5 | 157.9 | 0 | 45.9 | 279.2 | 295.9 | 291 | 1.7 | 0
11:00 | 17.8 | 172.5 | 0 | 57.8 | 279.7 | 295.9 | 291.2 | 1.6 | 0
noon | 17.8 | -172.5 | 0 | 55.3 | 280.1 | 296.2 | 291.2 | 1.4 | 0
13:00 | 15.5 | -157.9 | 0 | 47.3 | 280.3 | 296.1 | 291.5 | 1.7 | 0
14:00 | 11.1 | -144.1 | 0 | 30.2 | 280.4 | 296 | 291.2 | 1.4 | 0
15:00 | 5 | -131.2 | 0 | 12.9 | 280.2 | 295.9 | 291 | 1.3 | 0
16:00 | -2.4 | -119.2 | 0 | 0 | 280 | 296.1 | 290.7 | 1.1 | 0
17:00 | -10.7 | -107.7 | 0 | 0 | 279.7 | 295.6 | 290.7 | 1.3 | 0
18:00 | -19.7 | -96.2 | 0 | 0 | 279.6 | 295.5 | 290.6 | 1.1 | 0
19:00 | -28.8 | -84.3 | 0 | 0 | 279.4 | 295.8 | 290.4 | 1 | 0
20:00 | -37.7 | -71.1 | 0 | 0 | 279.4 | 295.7 | 290.3 | 1.4 | 0
21:00 | -45.8 | -55.6 | 0 | 0 | 279.2 | 295.8 | 290.4 | 1.3 | 0
22:00 | -52.4 | -36.3 | 0 | 0 | 279 | 296.2 | 290.4 | 0.9 | 0
23:00 | -56.2 | -12.8 | 0 | 0 | 278.8 | 296.1 | 290.3 | 1.2 | 0
December
| solar | solar | direct | diffuse | outdoor | indoor | window | heating | blinds
| altitude | azimuth | radiation | radiation | temp. | temp. | temp. | load | closed
| (degrees) | (degrees) | (W-h/m2) | (W-h/m2) | (K) | (K) | (K) | (W-h/m2) | (% time)
midnight | -60.2 | 13.9 | 0 | 0 | 276.9 | 294.1 | 288.5 | 108.4 | 0
1:00 | -56.1 | 39.1 | 0 | 0 | 276.8 | 294.1 | 288.5 | 112.2 | 0
2:00 | -49.2 | 58.9 | 0 | 0 | 276.8 | 294.1 | 288.5 | 112.5 | 0
3:00 | -40.9 | 74.4 | 0 | 0 | 276.8 | 294.1 | 288.5 | 112.5 | 0
4:00 | -31.9 | 87.4 | 0 | 0 | 276.9 | 294.1 | 288.5 | 109.9 | 0
5:00 | -22.8 | 99.1 | 0 | 0 | 277 | 294.1 | 288.5 | 112.9 | 0
6:00 | -14 | 110.2 | 0 | 0 | 276.9 | 294.1 | 288.5 | 110.1 | 0
7:00 | -5.8 | 121.5 | 0 | 0 | 276.9 | 294.1 | 288.5 | 107.3 | 0
8:00 | 1.4 | 133.2 | 0 | 1.8 | 277.1 | 296.6 | 290.2 | 0.1 | 0
9:00 | 7.3 | 145.7 | 0 | 14.9 | 277.3 | 296 | 290.3 | 2.2 | 0
10:00 | 11.6 | 158.9 | 0 | 28.6 | 277.7 | 296.1 | 290.3 | 2.1 | 0
11:00 | 13.8 | 172.9 | 0 | 36.8 | 277.9 | 296.1 | 290.5 | 2.1 | 0
noon | 13.8 | -172.9 | 0 | 37.9 | 278.2 | 295.8 | 290.6 | 2 | 0
13:00 | 11.6 | -158.9 | 0 | 29 | 278.4 | 295.9 | 290.5 | 1.7 | 0
14:00 | 7.3 | -145.7 | 0 | 18.1 | 278.3 | 296 | 290.3 | 1.6 | 0
15:00 | 1.4 | -133.2 | 0 | 4.7 | 278.2 | 295.9 | 290.1 | 1.6 | 0
16:00 | -5.8 | -121.5 | 0 | 0 | 277.8 | 295.8 | 289.8 | 1.5 | 0
17:00 | -14 | -110.2 | 0 | 0 | 277.7 | 295.6 | 289.8 | 1.7 | 0
18:00 | -22.8 | -99.1 | 0 | 0 | 277.5 | 295.7 | 290.1 | 1.2 | 0
19:00 | -31.9 | -87.4 | 0 | 0 | 277.5 | 295.7 | 290 | 1.3 | 0
20:00 | -40.9 | -74.4 | 0 | 0 | 277.3 | 295.5 | 290.1 | 1.5 | 0
21:00 | -49.2 | -58.9 | 0 | 0 | 277.1 | 295.7 | 289.8 | 1.4 | 0
22:00 | -56.1 | -39.1 | 0 | 0 | 277.1 | 295.5 | 290 | 1.5 | 0
23:00 | -60.2 | -13.9 | 0 | 0 | 277 | 295.9 | 289.9 | 1.1 | 0

## Sheet51
Scenario Three (red)
Tue Dec 03 2019 23:24:34 GMT+0000 (Greenwich Mean Time)
Setup Information:
Building
Location | UK - London
Building length, side A | N/A
Building length, side B | N/A
Simulation Type
Simulation Type | one_sided
Window Description
Typology | dgu_nb
Glazing Type | clear
Window Area | 51%
Wall Description
Insulation R-Value | 99999999.9 m2-K/W
Occupancy
Type | Low-rise Residential
Occupancy Load | 0.000 people per m2
Lighting Requirements | 400 lux
Equipment Load | 0.00 W/m2
Room Ventilation
Air Change Rate per Occupant | 15.0 liters / sec per person
Total Air Change Rate | 0.0 roomfuls per hour
Lighting Control
Lighting Control | lights do not respond to daylight: all lights fully on while building is occupied
Representative Room
Orientation | north
Room Depth | 27 m
Room Width | 5 m
Room Height | 2.2 m
Thermal Mass
Thermal Mass | none
Overhang
Overhang Depth | 0 m
Roof
Roof Type | adiabatic roof
Simulation Results:
Primary Energy Use and CO2 Emissions
| heating | cooling | lighting | total | CO2
| energy | energy | energy | energy | emissions
| (kWh/m2) | (kWh/m2) | (kWh/m2) | (kWh/m2) | (kg/m2)
January | 33.7 | 0 | 7.3 | 41 | 8.2
February | 28.1 | 0 | 6.6 | 34.7 | 6.9
March | 32.2 | 0 | 7.3 | 39.5 | 7.9
April | 25.9 | 0 | 7.1 | 33 | 6.6
May | 18.8 | 0 | 7.3 | 26.1 | 5.2
June | 9.4 | 0 | 7.1 | 16.5 | 3.3
July | 4.3 | 0 | 7.3 | 11.6 | 2.3
August | 4.3 | 0 | 7.3 | 11.6 | 2.3
September | 10.1 | 0 | 7.1 | 17.2 | 3.4
October | 15.5 | 0 | 7.3 | 22.8 | 4.6
November | 26 | 0 | 7.1 | 33.1 | 6.6
December | 28.2 | 0 | 7.3 | 35.5 | 7.1
Total | 236.5 | 0 | 86.1 | 322.6 | 64.5 | yearly energy
January
| solar | solar | direct | diffuse | outdoor | indoor | window | heating | blinds
| altitude | azimuth | radiation | radiation | temp. | temp. | temp. | load | closed
| (degrees) | (degrees) | (W-h/m2) | (W-h/m2) | (K) | (K) | (K) | (W-h/m2) | (% time)
midnight | -58.1 | 13.3 | 0 | 0 | 275.9 | 294.1 | 288.2 | 135.7 | 0
1:00 | -54.2 | 37.6 | 0 | 0 | 275.8 | 294.1 | 288.2 | 135.2 | 0
2:00 | -47.5 | 57.1 | 0 | 0 | 275.8 | 294.1 | 288.2 | 133.6 | 0
3:00 | -39.2 | 72.7 | 0 | 0 | 275.7 | 294.1 | 288.1 | 129.5 | 0
4:00 | -30.2 | 85.8 | 0 | 0 | 275.6 | 294.1 | 288.1 | 132.2 | 0
5:00 | -21.1 | 97.6 | 0 | 0 | 275.6 | 294.1 | 288.1 | 132 | 0
6:00 | -12.3 | 108.9 | 0 | 0 | 275.5 | 294.1 | 288.1 | 129.7 | 0
7:00 | -4 | 120.3 | 0 | 0 | 275.5 | 294.1 | 288.1 | 128.5 | 0
8:00 | 3.3 | 132.2 | 0 | 5.1 | 275.7 | 296.6 | 289.8 | 0.3 | 0
9:00 | 9.3 | 144.9 | 0 | 20.2 | 276.1 | 296.3 | 289.6 | 2.5 | 0
10:00 | 13.6 | 158.4 | 0 | 34.6 | 276.5 | 295.9 | 290 | 2.6 | 0
11:00 | 15.9 | 172.7 | 0 | 40.5 | 276.7 | 295.9 | 289.9 | 2 | 0
noon | 15.9 | -172.7 | 0 | 42.7 | 277.2 | 295.8 | 290.4 | 2.4 | 0
13:00 | 13.6 | -158.4 | 0 | 38.1 | 277.6 | 296 | 290.2 | 2 | 0
14:00 | 9.3 | -144.9 | 0 | 26.7 | 277.5 | 296.1 | 290.1 | 2.1 | 0
15:00 | 3.3 | -132.2 | 0 | 13.2 | 277.3 | 295.8 | 289.9 | 2.1 | 0
16:00 | -4 | -120.3 | 0 | 0.6 | 277 | 295.5 | 289.7 | 1.9 | 0
17:00 | -12.3 | -108.9 | 0 | 0 | 276.8 | 295.7 | 289.8 | 1.6 | 0
18:00 | -21.1 | -97.6 | 0 | 0 | 276.5 | 295.8 | 289.5 | 2.2 | 0
19:00 | -30.2 | -85.8 | 0 | 0 | 276.3 | 295.9 | 289.4 | 1.1 | 0
20:00 | -39.2 | -72.7 | 0 | 0 | 276.1 | 295.7 | 289.5 | 2.1 | 0
21:00 | -47.5 | -57.1 | 0 | 0 | 276.1 | 295.6 | 289.5 | 1.7 | 0
22:00 | -54.2 | -37.6 | 0 | 0 | 276 | 295.9 | 289.4 | 1.8 | 0
23:00 | -58.1 | -13.3 | 0 | 0 | 275.9 | 295.9 | 289.5 | 1.7 | 0
February
| solar | solar | direct | diffuse | outdoor | indoor | window | heating | blinds
| altitude | azimuth | radiation | radiation | temp. | temp. | temp. | load | closed
| (degrees) | (degrees) | (W-h/m2) | (W-h/m2) | (K) | (K) | (K) | (W-h/m2) | (% time)
midnight | -50.4 | 11.4 | 0 | 0 | 275.4 | 294.1 | 288 | 116.3 | 0
1:00 | -46.9 | 33 | 0 | 0 | 275.3 | 294.1 | 288 | 110.7 | 0
2:00 | -40.8 | 51.4 | 0 | 0 | 275.2 | 294.1 | 288 | 114.8 | 0
3:00 | -32.9 | 66.9 | 0 | 0 | 275.2 | 294.1 | 288 | 121.4 | 0
4:00 | -24.2 | 80.2 | 0 | 0 | 275.2 | 294.1 | 288 | 123.4 | 0
5:00 | -15.1 | 92.3 | 0 | 0 | 275.1 | 294.1 | 287.9 | 128 | 0
6:00 | -6.1 | 104 | 0 | 0 | 275.1 | 294.1 | 287.9 | 127.8 | 0
7:00 | 2.4 | 115.9 | 0 | 2.3 | 275.1 | 294.1 | 288 | 131.5 | 0
8:00 | 10.1 | 128.3 | 0 | 20.6 | 275.5 | 295.7 | 290.1 | 1.1 | 0
9:00 | 16.5 | 141.8 | 0 | 40.4 | 276.1 | 296 | 289.8 | 2.2 | 0
10:00 | 21.2 | 156.4 | 0 | 55.1 | 276.7 | 295.8 | 290.3 | 3.1 | 0
11:00 | 23.7 | 172 | 0 | 60.6 | 277.3 | 296.2 | 290.3 | 2.3 | 0
noon | 23.7 | -172 | 0 | 65.1 | 277.9 | 296.1 | 290.8 | 2.4 | 0
13:00 | 21.2 | -156.4 | 0 | 57 | 278.4 | 295.7 | 290.9 | 2.5 | 0
14:00 | 16.5 | -141.8 | 0 | 53.5 | 278.5 | 296.2 | 290.8 | 2 | 0
15:00 | 10.1 | -128.3 | 0 | 36 | 278.3 | 295.9 | 290.6 | 2.3 | 0
16:00 | 2.4 | -115.9 | 0 | 14.5 | 277.7 | 295.8 | 290.2 | 2.1 | 0
17:00 | -6.1 | -104 | 0 | 0.3 | 277.1 | 296.1 | 289.8 | 1.3 | 0
18:00 | -15.1 | -92.3 | 0 | 0 | 276.7 | 295.6 | 289.6 | 2 | 0
19:00 | -24.2 | -80.2 | 0 | 0 | 276.3 | 295.7 | 289.5 | 2 | 0
20:00 | -32.9 | -66.9 | 0 | 0 | 276 | 296 | 289.7 | 1.8 | 0
21:00 | -40.8 | -51.4 | 0 | 0 | 275.7 | 296.3 | 289.5 | 1.3 | 0
22:00 | -46.9 | -33 | 0 | 0 | 275.5 | 295.7 | 289.1 | 2 | 0
23:00 | -50.4 | -11.4 | 0 | 0 | 275.4 | 295.7 | 289.3 | 1.4 | 0
March
| solar | solar | direct | diffuse | outdoor | indoor | window | heating | blinds
| altitude | azimuth | radiation | radiation | temp. | temp. | temp. | load | closed
| (degrees) | (degrees) | (W-h/m2) | (W-h/m2) | (K) | (K) | (K) | (W-h/m2) | (% time)
midnight | -39 | 9.6 | 0 | 0 | 276.9 | 294.1 | 288.5 | 128.1 | 0
1:00 | -36 | 28.2 | 0 | 0 | 276.8 | 294.1 | 288.5 | 131.9 | 0
2:00 | -30.6 | 45 | 0 | 0 | 276.7 | 294.1 | 288.4 | 136.1 | 0
3:00 | -23.4 | 59.7 | 0 | 0 | 276.5 | 294.1 | 288.4 | 128.6 | 0
4:00 | -15 | 72.9 | 0 | 0 | 276.3 | 294.1 | 288.3 | 129.9 | 0
5:00 | -6.1 | 85.2 | 0 | 0 | 276.4 | 294.1 | 288.3 | 124.6 | 0
6:00 | 2.9 | 97.1 | 0 | 4.1 | 276.6 | 294.1 | 288.4 | 117.1 | 0
7:00 | 11.8 | 109.3 | 0 | 24.9 | 276.9 | 294.1 | 288.8 | 113.5 | 0
8:00 | 20 | 122.4 | 0 | 48.1 | 277.4 | 295.8 | 290.3 | 1.3 | 0
9:00 | 27 | 136.9 | 0 | 66.7 | 278 | 296.2 | 290.7 | 1.9 | 0
10:00 | 32.2 | 153.1 | 0 | 85.8 | 278.8 | 295.8 | 291.2 | 2.1 | 0
11:00 | 35.1 | 170.8 | 0 | 100 | 279.8 | 296 | 291.8 | 2.1 | 0
noon | 35.1 | -170.8 | 0 | 101.7 | 280.5 | 295.8 | 291.8 | 2.2 | 0
13:00 | 32.2 | -153.1 | 0 | 93 | 281.2 | 295.8 | 292.3 | 1.5 | 0
14:00 | 27 | -136.9 | 0 | 79.8 | 281.5 | 296.2 | 292 | 1.4 | 0
15:00 | 20 | -122.4 | 0 | 58.9 | 281.4 | 295.8 | 291.7 | 1.8 | 0
16:00 | 11.8 | -109.3 | 0 | 34.5 | 280.9 | 296.1 | 291.4 | 1.5 | 0
17:00 | 2.9 | -97.1 | 0 | 15.4 | 280.1 | 296 | 291 | 1.5 | 0
18:00 | -6.1 | -85.2 | 0 | 0 | 279.4 | 296 | 290.4 | 1.4 | 0
19:00 | -15 | -72.9 | 0 | 0 | 278.7 | 295.9 | 290.3 | 1.6 | 0
20:00 | -23.4 | -59.7 | 0 | 0 | 278.2 | 295.9 | 290.2 | 1.8 | 0
21:00 | -30.6 | -45 | 0 | 0 | 277.8 | 295.7 | 290 | 1.9 | 0
22:00 | -36 | -28.2 | 0 | 0 | 277.3 | 295.7 | 289.7 | 2 | 0
23:00 | -39 | -9.6 | 0 | 0 | 277.1 | 295.7 | 290 | 2.1 | 0
April
| solar | solar | direct | diffuse | outdoor | indoor | window | heating | blinds
| altitude | azimuth | radiation | radiation | temp. | temp. | temp. | load | closed
| (degrees) | (degrees) | (W-h/m2) | (W-h/m2) | (K) | (K) | (K) | (W-h/m2) | (% time)
midnight | -27.1 | 8.3 | 0 | 0 | 278.5 | 294.1 | 289 | 105.1 | 0
1:00 | -24.5 | 24.4 | 0 | 0 | 278.2 | 294.1 | 288.9 | 103.3 | 0
2:00 | -19.7 | 39.5 | 0 | 0 | 278 | 294.1 | 288.9 | 105 | 0
3:00 | -13.1 | 53.3 | 0 | 0 | 277.7 | 294.1 | 288.8 | 107 | 0
4:00 | -5.2 | 66 | 0 | 0 | 277.4 | 294.1 | 288.7 | 106 | 0
5:00 | 3.4 | 78 | 3 | 8 | 277.6 | 294.1 | 288.8 | 104.8 | 0
6:00 | 12.4 | 89.8 | 0.4 | 33.9 | 278.1 | 294.1 | 289.2 | 107.6 | 0
7:00 | 21.5 | 102 | 0 | 60.7 | 278.8 | 294.1 | 289.8 | 103.8 | 0
8:00 | 30.1 | 115.3 | 0 | 79.7 | 279.5 | 295.8 | 291.4 | 1.9 | 0
9:00 | 37.7 | 130.6 | 0 | 102.3 | 280.6 | 295.8 | 292 | 2.1 | 0
10:00 | 43.7 | 148.5 | 0 | 121.4 | 281.5 | 295.9 | 292.5 | 2.1 | 0
11:00 | 47 | 169.1 | 0 | 133.9 | 282.5 | 296.2 | 292.8 | 1.7 | 0
noon | 47 | -169.1 | 0 | 135.6 | 283.5 | 295.9 | 293.4 | 1.5 | 0
13:00 | 43.7 | -148.5 | 0 | 127.4 | 284.2 | 296 | 293.5 | 1.1 | 0
14:00 | 37.7 | -130.6 | 0 | 116.3 | 284.7 | 295.9 | 293.5 | 1 | 0
15:00 | 30.1 | -115.3 | 0 | 86.8 | 285 | 296.1 | 293.3 | 0.8 | 0
16:00 | 21.5 | -102 | 0 | 66.8 | 284.7 | 296 | 292.9 | 0.8 | 0
17:00 | 12.4 | -89.8 | 0.5 | 41.3 | 283.9 | 295.8 | 292.5 | 1.1 | 0
18:00 | 3.4 | -78 | 12.3 | 16.4 | 283 | 296 | 291.9 | 1 | 0
19:00 | -5.2 | -66 | 0 | 0 | 282 | 296 | 291.6 | 0.9 | 0
20:00 | -13.1 | -53.3 | 0 | 0 | 281 | 295.8 | 291.2 | 1.2 | 0
21:00 | -19.7 | -39.5 | 0 | 0 | 280 | 295.6 | 291.1 | 1.3 | 0
22:00 | -24.5 | -24.4 | 0 | 0 | 279.3 | 295.8 | 290.7 | 1.2 | 0
23:00 | -27.1 | -8.3 | 0 | 0 | 278.6 | 296.1 | 290.4 | 1.2 | 0
May
| solar | solar | direct | diffuse | outdoor | indoor | window | heating | blinds
| altitude | azimuth | radiation | radiation | temp. | temp. | temp. | load | closed
| (degrees) | (degrees) | (W-h/m2) | (W-h/m2) | (K) | (K) | (K) | (W-h/m2) | (% time)
midnight | -17.9 | 7.4 | 0 | 0 | 281 | 294.1 | 289.8 | 75.6 | 0
1:00 | -15.5 | 22 | 0 | 0 | 280.8 | 294.1 | 289.7 | 76.1 | 0
2:00 | -11.1 | 35.8 | 0 | 0 | 280.5 | 294.1 | 289.7 | 76.5 | 0
3:00 | -5 | 48.7 | 0 | 0 | 280.2 | 294.1 | 289.5 | 75.2 | 0
4:00 | 2.4 | 60.8 | 12.8 | 10.9 | 280.2 | 294.1 | 289.8 | 77 | 0
5:00 | 10.7 | 72.3 | 41.5 | 40.6 | 280.5 | 294.1 | 290.5 | 75.7 | 0
6:00 | 19.6 | 83.7 | 18 | 62.9 | 280.9 | 294.1 | 290.6 | 75.8 | 0
7:00 | 28.7 | 95.6 | 0 | 84.8 | 281.8 | 294.1 | 291 | 67.1 | 0
8:00 | 37.6 | 108.8 | 0 | 101.3 | 282.7 | 296 | 292.9 | 0.9 | 0
9:00 | 45.8 | 124.4 | 0 | 131.7 | 283.7 | 295.9 | 293.2 | 1.2 | 0
10:00 | 52.4 | 143.6 | 0 | 145.9 | 284.8 | 296 | 293.8 | 0.8 | 0
11:00 | 56.2 | 167.2 | 0 | 152.2 | 285.8 | 295.9 | 294.3 | 0.4 | 0
noon | 56.2 | -167.2 | 0 | 145.7 | 286.8 | 295.7 | 294.6 | 0.4 | 0
13:00 | 52.4 | -143.6 | 0 | 137.1 | 287.6 | 296.2 | 294.8 | 0.3 | 0
14:00 | 45.8 | -124.4 | 0 | 134.2 | 288 | 296.3 | 295 | 0.4 | 0
15:00 | 37.6 | -108.8 | 0 | 116.3 | 288 | 296.4 | 294.8 | 0.3 | 0
16:00 | 28.7 | -95.6 | 0 | 97.6 | 287.9 | 296.1 | 294.5 | 0.3 | 0
17:00 | 19.6 | -83.7 | 19 | 74.3 | 287.3 | 295.9 | 294.2 | 0.3 | 0
18:00 | 10.7 | -72.3 | 47.9 | 48.7 | 286.3 | 296.3 | 293.7 | 0.3 | 0
19:00 | 2.4 | -60.8 | 25.2 | 18.1 | 285.1 | 296 | 293.1 | 0.3 | 0
20:00 | -5 | -48.7 | 0 | 0 | 284 | 296.1 | 291.9 | 0.4 | 0
21:00 | -11.1 | -35.8 | 0 | 0 | 283.1 | 295.9 | 291.6 | 0.5 | 0
22:00 | -15.5 | -22 | 0 | 0 | 282.3 | 296 | 291.4 | 0.6 | 0
23:00 | -17.9 | -7.4 | 0 | 0 | 281.5 | 295.6 | 291.2 | 0.7 | 0
June
| solar | solar | direct | diffuse | outdoor | indoor | window | heating | blinds
| altitude | azimuth | radiation | radiation | temp. | temp. | temp. | load | closed
| (degrees) | (degrees) | (W-h/m2) | (W-h/m2) | (K) | (K) | (K) | (W-h/m2) | (% time)
midnight | -13.8 | 7 | 0 | 0 | 284.5 | 294.1 | 290.9 | 42.3 | 0
1:00 | -11.6 | 21 | 0 | 0 | 284.2 | 294.1 | 290.9 | 41.6 | 0
2:00 | -7.3 | 34.3 | 0 | 0 | 283.9 | 294.1 | 290.7 | 38.3 | 0
3:00 | -1.4 | 46.7 | 0 | 0 | 283.6 | 294.1 | 290.6 | 37.2 | 0
4:00 | 5.8 | 58.4 | 47 | 27.4 | 283.7 | 294.2 | 291.6 | 38.2 | 0
5:00 | 14 | 69.7 | 54.6 | 52.4 | 284.2 | 294.3 | 292.1 | 37.8 | 0
6:00 | 22.8 | 80.8 | 26.7 | 76.8 | 284.6 | 294.4 | 292.2 | 38.7 | 0
7:00 | 31.9 | 92.5 | 0 | 90.6 | 285.2 | 294.4 | 292.3 | 37.4 | 0
8:00 | 40.9 | 105.5 | 0 | 104.6 | 286.2 | 296.3 | 294.1 | 0.3 | 0
9:00 | 49.2 | 121 | 0 | 130.5 | 287.2 | 296.3 | 294.6 | 0.3 | 0
10:00 | 56.1 | 140.8 | 0 | 140.9 | 288.1 | 296.5 | 295.1 | 0.2 | 0
11:00 | 60.2 | 166 | 0 | 149.1 | 289.1 | 297 | 295.9 | 0.3 | 0
noon | 60.2 | -166 | 0 | 150.4 | 290 | 297.3 | 296.5 | 0.1 | 0
13:00 | 56.1 | -140.8 | 0 | 149.6 | 290.6 | 297.3 | 296.9 | 0 | 0
14:00 | 49.2 | -121 | 0 | 133.5 | 291 | 297.3 | 296.9 | 0 | 0
15:00 | 40.9 | -105.5 | 0 | 111.8 | 291.1 | 297.4 | 296.4 | 0 | 0
16:00 | 31.9 | -92.5 | 0 | 113.1 | 290.9 | 297.1 | 296.4 | 0 | 0
17:00 | 22.8 | -80.8 | 25.1 | 93.4 | 290.2 | 296.8 | 295.8 | 0.2 | 0
18:00 | 14 | -69.7 | 50.8 | 67.2 | 289.3 | 296.4 | 295.4 | 0.3 | 0
19:00 | 5.8 | -58.4 | 47.8 | 41 | 288.3 | 296.6 | 294.6 | 0.2 | 0
20:00 | -1.4 | -46.7 | 0 | 0 | 287.4 | 296.1 | 293.5 | 0.2 | 0
21:00 | -7.3 | -34.3 | 0 | 0 | 286.4 | 296.2 | 292.8 | 0.2 | 0
22:00 | -11.6 | -21 | 0 | 0 | 285.7 | 296.3 | 292.7 | 0.3 | 0
23:00 | -13.8 | -7 | 0 | 0 | 284.8 | 296.4 | 292.3 | 0.3 | 0
July
| solar | solar | direct | diffuse | outdoor | indoor | window | heating | blinds
| altitude | azimuth | radiation | radiation | temp. | temp. | temp. | load | closed
| (degrees) | (degrees) | (W-h/m2) | (W-h/m2) | (K) | (K) | (K) | (W-h/m2) | (% time)
midnight | -15.9 | 7.2 | 0 | 0 | 286.4 | 294.9 | 292.2 | 15.6 | 0
1:00 | -13.7 | 21.5 | 0 | 0 | 286.1 | 294.5 | 291.8 | 19.2 | 0
2:00 | -9.3 | 35.1 | 0 | 0 | 285.6 | 294.2 | 291.4 | 19.5 | 0
3:00 | -3.3 | 47.8 | 0 | 0 | 285.3 | 294.1 | 291.2 | 18 | 0
4:00 | 4 | 59.7 | 7.4 | 13.9 | 285.5 | 294.2 | 291.6 | 18.8 | 0
5:00 | 12.3 | 71 | 22.1 | 43.4 | 285.8 | 294.7 | 292.4 | 16.4 | 0
6:00 | 21.1 | 82.3 | 12.9 | 72.5 | 286.4 | 295.3 | 293.1 | 16.5 | 0
7:00 | 30.2 | 94.1 | 0 | 90.2 | 286.8 | 295.7 | 293.6 | 14.5 | 0
8:00 | 39.2 | 107.3 | 0 | 107.5 | 287.6 | 297.1 | 295.2 | 0.1 | 0
9:00 | 47.4 | 122.8 | 0 | 130 | 288.7 | 297.1 | 295.8 | 0 | 0
10:00 | 54.2 | 142.4 | 0 | 152.9 | 289.7 | 297 | 296.5 | 0 | 0
11:00 | 58.1 | 166.6 | 0 | 166.1 | 290.7 | 297.3 | 297 | 0 | 0
noon | 58.1 | -166.6 | 0 | 174.3 | 291.7 | 297.8 | 297.5 | 0 | 0
13:00 | 54.2 | -142.4 | 0 | 161.4 | 292.5 | 297.9 | 297.7 | 0 | 0
14:00 | 47.4 | -122.8 | 0 | 145.3 | 292.9 | 297.6 | 297.5 | 0 | 0
15:00 | 39.2 | -107.3 | 0 | 120.5 | 293 | 297.5 | 297.2 | 0 | 0
16:00 | 30.2 | -94.1 | 0 | 114.7 | 292.8 | 297.4 | 297.2 | 0 | 0
17:00 | 21.1 | -82.3 | 18.9 | 91.1 | 292.4 | 297.3 | 296.8 | 0 | 0
18:00 | 12.3 | -71 | 59.5 | 68.5 | 291.5 | 297.5 | 296.8 | 0 | 0
19:00 | 4 | -59.7 | 57.7 | 35.1 | 290.4 | 297.5 | 296.1 | 0 | 0
20:00 | -3.3 | -47.8 | 0 | 0 | 289.3 | 297 | 294.6 | 0 | 0
21:00 | -9.3 | -35.1 | 0 | 0 | 288.4 | 297 | 294.1 | 0 | 0
22:00 | -13.7 | -21.5 | 0 | 0 | 287.5 | 297.1 | 294 | 0.1 | 0
23:00 | -15.9 | -7.2 | 0 | 0 | 286.8 | 297 | 293.7 | 0 | 0
August
| solar | solar | direct | diffuse | outdoor | indoor | window | heating | blinds
| altitude | azimuth | radiation | radiation | temp. | temp. | temp. | load | closed
| (degrees) | (degrees) | (W-h/m2) | (W-h/m2) | (K) | (K) | (K) | (W-h/m2) | (% time)
midnight | -23.7 | 7.9 | 0 | 0 | 286.4 | 294.8 | 292.1 | 13.7 | 0
1:00 | -21.3 | 23.5 | 0 | 0 | 286 | 294.4 | 291.7 | 15.1 | 0
2:00 | -16.6 | 38.1 | 0 | 0 | 285.9 | 294.3 | 291.5 | 16.8 | 0
3:00 | -10.1 | 51.6 | 0 | 0 | 285.4 | 294.2 | 291.3 | 18 | 0
4:00 | -2.4 | 64.1 | 0 | 0 | 285.1 | 294.1 | 291.2 | 20.2 | 0
5:00 | 6 | 75.9 | 12.7 | 19 | 285.3 | 294.3 | 291.6 | 19 | 0
6:00 | 15.1 | 87.6 | 5.8 | 45.6 | 285.9 | 294.7 | 292.2 | 17.7 | 0
7:00 | 24.2 | 99.7 | 0 | 76 | 286.5 | 295.3 | 293.1 | 17.7 | 0
8:00 | 32.9 | 113.1 | 0 | 96.4 | 287.3 | 296.7 | 294.8 | 0 | 0
9:00 | 40.7 | 128.5 | 0 | 119 | 288.2 | 296.8 | 295.5 | 0 | 0
10:00 | 46.9 | 146.9 | 0 | 144.3 | 289.3 | 297.1 | 295.9 | 0 | 0
11:00 | 50.3 | 168.5 | 0 | 156.9 | 290.4 | 297.3 | 296.5 | 0 | 0
noon | 50.3 | -168.5 | 0 | 169.1 | 291.3 | 297.4 | 297.1 | 0 | 0
13:00 | 46.9 | -146.9 | 0 | 150.2 | 292 | 297.6 | 297.3 | 0 | 0
14:00 | 40.7 | -128.5 | 0 | 130.8 | 292.5 | 297.6 | 297.3 | 0 | 0
15:00 | 32.9 | -113.1 | 0 | 103.7 | 292.6 | 297.6 | 297.1 | 0 | 0
16:00 | 24.2 | -99.7 | 0 | 76.7 | 292.2 | 297.4 | 296.6 | 0 | 0
17:00 | 15.1 | -87.6 | 6.3 | 56.4 | 291.7 | 297.4 | 296.1 | 0 | 0
18:00 | 6 | -75.9 | 24.9 | 35.1 | 290.9 | 297.5 | 295.7 | 0 | 0
19:00 | -2.4 | -64.1 | 0 | 6 | 289.9 | 297 | 294.9 | 0 | 0
20:00 | -10.1 | -51.6 | 0 | 0 | 289 | 297.1 | 294.4 | 0 | 0
21:00 | -16.6 | -38.1 | 0 | 0 | 288.1 | 297.1 | 294.1 | 0 | 0
22:00 | -21.3 | -23.5 | 0 | 0 | 287.3 | 296.7 | 293.7 | 0 | 0
23:00 | -23.7 | -7.9 | 0 | 0 | 286.6 | 296.7 | 293.5 | 0 | 0
September
| solar | solar | direct | diffuse | outdoor | indoor | window | heating | blinds
| altitude | azimuth | radiation | radiation | temp. | temp. | temp. | load | closed
| (degrees) | (degrees) | (W-h/m2) | (W-h/m2) | (K) | (K) | (K) | (W-h/m2) | (% time)
midnight | -35.1 | 9.1 | 0 | 0 | 284.9 | 294.8 | 291.6 | 42.3 | 0
1:00 | -32.3 | 26.9 | 0 | 0 | 284.8 | 294.5 | 291.3 | 42.5 | 0
2:00 | -27.1 | 43.1 | 0 | 0 | 284.5 | 294.3 | 291.1 | 42.1 | 0
3:00 | -20 | 57.5 | 0 | 0 | 284.3 | 294.2 | 291 | 41.5 | 0
4:00 | -11.8 | 70.6 | 0 | 0 | 284.1 | 294.2 | 290.9 | 42.2 | 0
5:00 | -3 | 82.8 | 0 | 0.3 | 284 | 294.2 | 290.8 | 44.4 | 0
6:00 | 6 | 94.7 | 0 | 19.9 | 284.3 | 294.2 | 291.1 | 42.1 | 0
7:00 | 15 | 107 | 0 | 44.4 | 284.7 | 294.5 | 291.7 | 37.1 | 0
8:00 | 23.3 | 120.2 | 0 | 67.9 | 285.4 | 297.1 | 293.6 | 0.4 | 0
9:00 | 30.6 | 135 | 0 | 89.9 | 286.1 | 296.9 | 294.1 | 0.5 | 0
10:00 | 36 | 151.7 | 0 | 104.9 | 286.8 | 296.9 | 294.7 | 0.3 | 0
11:00 | 39 | 170.3 | 0 | 105.9 | 287.6 | 296.9 | 294.8 | 0.2 | 0
noon | 39 | -170.3 | 0 | 104.9 | 288.3 | 296.9 | 295.2 | 0.2 | 0
13:00 | 36 | -151.7 | 0 | 101.4 | 288.9 | 296.8 | 295.4 | 0.2 | 0
14:00 | 30.6 | -135 | 0 | 92.6 | 289.4 | 296.9 | 295.5 | 0.2 | 0
15:00 | 23.3 | -120.2 | 0 | 73.2 | 289.5 | 296.9 | 295.4 | 0.2 | 0
16:00 | 15 | -107 | 0 | 44.6 | 289.3 | 297 | 295 | 0 | 0
17:00 | 6 | -94.7 | 0 | 23.9 | 288.6 | 296.9 | 294.3 | 0.1 | 0
18:00 | -3 | -82.8 | 0 | 2.4 | 287.8 | 296.9 | 293.8 | 0.1 | 0
19:00 | -11.8 | -70.6 | 0 | 0 | 287.1 | 296.8 | 293.5 | 0.3 | 0
20:00 | -20 | -57.5 | 0 | 0 | 286.5 | 296.7 | 293.3 | 0.4 | 0
21:00 | -27.1 | -43.1 | 0 | 0 | 285.9 | 296.6 | 293 | 0.4 | 0
22:00 | -32.3 | -26.9 | 0 | 0 | 285.3 | 296.7 | 292.7 | 0.4 | 0
23:00 | -35.1 | -9.1 | 0 | 0 | 285 | 296.8 | 292.8 | 0.5 | 0
October
| solar | solar | direct | diffuse | outdoor | indoor | window | heating | blinds
| altitude | azimuth | radiation | radiation | temp. | temp. | temp. | load | closed
| (degrees) | (degrees) | (W-h/m2) | (W-h/m2) | (K) | (K) | (K) | (W-h/m2) | (% time)
midnight | -47 | 10.8 | 0 | 0 | 282.1 | 294.2 | 290.3 | 57.9 | 0
1:00 | -43.7 | 31.4 | 0 | 0 | 282.1 | 294.1 | 290.2 | 56.9 | 0
2:00 | -37.8 | 49.3 | 0 | 0 | 282 | 294.1 | 290.1 | 58.4 | 0
3:00 | -30.1 | 64.6 | 0 | 0 | 281.8 | 294.1 | 290.1 | 59.3 | 0
4:00 | -21.5 | 78 | 0 | 0 | 281.8 | 294.1 | 290.1 | 60.8 | 0
5:00 | -12.4 | 90.2 | 0 | 0 | 281.7 | 294.1 | 290 | 65.5 | 0
6:00 | -3.4 | 102 | 0 | 0.8 | 281.8 | 294.1 | 290.1 | 66.2 | 0
7:00 | 5.2 | 114 | 0 | 16.8 | 282.2 | 294.1 | 290.4 | 64.7 | 0
8:00 | 13 | 126.6 | 0 | 37.6 | 282.6 | 295.9 | 292 | 0.6 | 0
9:00 | 19.7 | 140.4 | 0 | 61.3 | 283.3 | 296.3 | 292.4 | 0.8 | 0
10:00 | 24.5 | 155.5 | 0 | 70.4 | 283.9 | 296.2 | 292.7 | 0.9 | 0
11:00 | 27.1 | 171.7 | 0 | 81.3 | 284.6 | 295.9 | 293.3 | 0.8 | 0
noon | 27.1 | -171.7 | 0 | 79 | 285.1 | 295.9 | 293.3 | 0.8 | 0
13:00 | 24.5 | -155.5 | 0 | 65.6 | 285.4 | 296.1 | 293.4 | 0.7 | 0
14:00 | 19.7 | -140.4 | 0 | 49.7 | 285.5 | 296.1 | 293.4 | 0.7 | 0
15:00 | 13 | -126.6 | 0 | 33.4 | 285.3 | 296.1 | 292.9 | 0.5 | 0
16:00 | 5.2 | -114 | 0 | 14.6 | 284.7 | 296 | 292.4 | 0.4 | 0
17:00 | -3.4 | -102 | 0 | 0.4 | 284.1 | 296.1 | 291.9 | 0.5 | 0
18:00 | -12.4 | -90.2 | 0 | 0 | 283.5 | 295.9 | 291.8 | 0.7 | 0
19:00 | -21.5 | -78 | 0 | 0 | 283.1 | 296 | 291.6 | 0.5 | 0
20:00 | -30.1 | -64.6 | 0 | 0 | 282.8 | 296 | 291.7 | 0.6 | 0
21:00 | -37.8 | -49.3 | 0 | 0 | 282.5 | 295.9 | 291.4 | 0.6 | 0
22:00 | -43.7 | -31.4 | 0 | 0 | 282.4 | 295.9 | 291.5 | 0.5 | 0
23:00 | -47 | -10.8 | 0 | 0 | 282.2 | 295.9 | 291.5 | 0.6 | 0
November
| solar | solar | direct | diffuse | outdoor | indoor | window | heating | blinds
| altitude | azimuth | radiation | radiation | temp. | temp. | temp. | load | closed
| (degrees) | (degrees) | (W-h/m2) | (W-h/m2) | (K) | (K) | (K) | (W-h/m2) | (% time)
midnight | -56.2 | 12.8 | 0 | 0 | 278.9 | 294.1 | 289.1 | 103.5 | 0
1:00 | -52.4 | 36.3 | 0 | 0 | 278.8 | 294.1 | 289.1 | 104.2 | 0
2:00 | -45.8 | 55.6 | 0 | 0 | 278.6 | 294.1 | 289.1 | 110.3 | 0
3:00 | -37.7 | 71.1 | 0 | 0 | 278.5 | 294.1 | 289 | 106.7 | 0
4:00 | -28.8 | 84.3 | 0 | 0 | 278.4 | 294.1 | 289 | 102.6 | 0
5:00 | -19.7 | 96.2 | 0 | 0 | 278.4 | 294.1 | 289 | 106.1 | 0
6:00 | -10.7 | 107.7 | 0 | 0 | 278.3 | 294.1 | 289 | 106.4 | 0
7:00 | -2.4 | 119.2 | 0 | 1 | 278.2 | 294.1 | 288.9 | 107.1 | 0
8:00 | 5 | 131.2 | 0 | 16 | 278.4 | 295.9 | 290.7 | 0.6 | 0
9:00 | 11.1 | 144.1 | 0 | 30.1 | 278.8 | 296.1 | 290.6 | 1.9 | 0
10:00 | 15.5 | 157.9 | 0 | 45.9 | 279.2 | 295.9 | 291 | 1.7 | 0
11:00 | 17.8 | 172.5 | 0 | 57.8 | 279.7 | 296 | 291.1 | 1.7 | 0
noon | 17.8 | -172.5 | 0 | 55.3 | 280.1 | 296 | 291.2 | 1.5 | 0
13:00 | 15.5 | -157.9 | 0 | 47.3 | 280.3 | 296.2 | 291.4 | 1.5 | 0
14:00 | 11.1 | -144.1 | 0 | 30.2 | 280.4 | 296.1 | 291.3 | 1.6 | 0
15:00 | 5 | -131.2 | 0 | 12.9 | 280.2 | 296.1 | 290.9 | 1.3 | 0
16:00 | -2.4 | -119.2 | 0 | 0 | 280 | 296.3 | 290.7 | 1.1 | 0
17:00 | -10.7 | -107.7 | 0 | 0 | 279.7 | 296 | 290.7 | 1.3 | 0
18:00 | -19.7 | -96.2 | 0 | 0 | 279.6 | 296 | 290.5 | 0.8 | 0
19:00 | -28.8 | -84.3 | 0 | 0 | 279.4 | 295.9 | 290.2 | 1.3 | 0
20:00 | -37.7 | -71.1 | 0 | 0 | 279.4 | 296.1 | 290.5 | 1.4 | 0
21:00 | -45.8 | -55.6 | 0 | 0 | 279.2 | 296.3 | 290.7 | 1 | 0
22:00 | -52.4 | -36.3 | 0 | 0 | 279 | 296.2 | 290.3 | 1 | 0
23:00 | -56.2 | -12.8 | 0 | 0 | 278.8 | 295.9 | 290.3 | 1.4 | 0
December
| solar | solar | direct | diffuse | outdoor | indoor | window | heating | blinds
| altitude | azimuth | radiation | radiation | temp. | temp. | temp. | load | closed
| (degrees) | (degrees) | (W-h/m2) | (W-h/m2) | (K) | (K) | (K) | (W-h/m2) | (% time)
midnight | -60.2 | 13.9 | 0 | 0 | 276.9 | 294.1 | 288.5 | 108.4 | 0
1:00 | -56.1 | 39.1 | 0 | 0 | 276.8 | 294.1 | 288.5 | 112.2 | 0
2:00 | -49.2 | 58.9 | 0 | 0 | 276.8 | 294.1 | 288.5 | 112.6 | 0
3:00 | -40.9 | 74.4 | 0 | 0 | 276.8 | 294.1 | 288.5 | 112.6 | 0
4:00 | -31.9 | 87.4 | 0 | 0 | 276.9 | 294.1 | 288.5 | 109.9 | 0
5:00 | -22.8 | 99.1 | 0 | 0 | 277 | 294.1 | 288.5 | 112.9 | 0
6:00 | -14 | 110.2 | 0 | 0 | 276.9 | 294.1 | 288.5 | 110.1 | 0
7:00 | -5.8 | 121.5 | 0 | 0 | 276.9 | 294.1 | 288.5 | 107.3 | 0
8:00 | 1.4 | 133.2 | 0 | 1.8 | 277.1 | 296.7 | 290.2 | 0.1 | 0
9:00 | 7.3 | 145.7 | 0 | 14.9 | 277.3 | 296 | 290.3 | 2.2 | 0
10:00 | 11.6 | 158.9 | 0 | 28.6 | 277.7 | 296 | 290.3 | 2.1 | 0
11:00 | 13.8 | 172.9 | 0 | 36.8 | 277.9 | 296 | 290.4 | 2 | 0
noon | 13.8 | -172.9 | 0 | 37.9 | 278.2 | 295.8 | 290.6 | 2.2 | 0
13:00 | 11.6 | -158.9 | 0 | 29 | 278.4 | 295.9 | 290.5 | 1.7 | 0
14:00 | 7.3 | -145.7 | 0 | 18.1 | 278.3 | 295.9 | 290.2 | 1.7 | 0
15:00 | 1.4 | -133.2 | 0 | 4.7 | 278.2 | 295.7 | 290 | 1.6 | 0
16:00 | -5.8 | -121.5 | 0 | 0 | 277.8 | 295.6 | 289.9 | 1.5 | 0
17:00 | -14 | -110.2 | 0 | 0 | 277.7 | 295.7 | 290.2 | 1.2 | 0
18:00 | -22.8 | -99.1 | 0 | 0 | 277.5 | 295.9 | 290 | 1.3 | 0
19:00 | -31.9 | -87.4 | 0 | 0 | 277.5 | 295.6 | 290 | 1.6 | 0
20:00 | -40.9 | -74.4 | 0 | 0 | 277.3 | 295.6 | 289.8 | 1.5 | 0
21:00 | -49.2 | -58.9 | 0 | 0 | 277.1 | 295.5 | 289.9 | 1.4 | 0
22:00 | -56.1 | -39.1 | 0 | 0 | 277.1 | 296 | 289.8 | 0.9 | 0
23:00 | -60.2 | -13.9 | 0 | 0 | 277 | 296 | 289.8 | 1.5 | 0

## Sheet52
Scenario Four (green)
Tue Dec 03 2019 23:24:54 GMT+0000 (Greenwich Mean Time)
Setup Information:
Building
Location | UK - London
Building length, side A | N/A
Building length, side B | N/A
Simulation Type
Simulation Type | one_sided
Window Description
Typology | dgu_nb
Glazing Type | clear
Window Area | 52%
Wall Description
Insulation R-Value | 99999999.9 m2-K/W
Occupancy
Type | Low-rise Residential
Occupancy Load | 0.000 people per m2
Lighting Requirements | 400 lux
Equipment Load | 0.00 W/m2
Room Ventilation
Air Change Rate per Occupant | 15.0 liters / sec per person
Total Air Change Rate | 0.0 roomfuls per hour
Lighting Control
Lighting Control | lights do not respond to daylight: all lights fully on while building is occupied
Representative Room
Orientation | north
Room Depth | 27 m
Room Width | 5 m
Room Height | 2.2 m
Thermal Mass
Thermal Mass | none
Overhang
Overhang Depth | 0 m
Roof
Roof Type | adiabatic roof
Simulation Results:
Primary Energy Use and CO2 Emissions
| heating | cooling | lighting | total | CO2
| energy | energy | energy | energy | emissions
| (kWh/m2) | (kWh/m2) | (kWh/m2) | (kWh/m2) | (kg/m2)
January | 33.7 | 0 | 7.3 | 41 | 8.2
February | 28.1 | 0 | 6.6 | 34.7 | 6.9
March | 32.2 | 0 | 7.3 | 39.5 | 7.9
April | 25.9 | 0 | 7.1 | 33 | 6.6
May | 18.8 | 0 | 7.3 | 26.1 | 5.2
June | 9.4 | 0 | 7.1 | 16.5 | 3.3
July | 4.3 | 0 | 7.3 | 11.6 | 2.3
August | 4.3 | 0 | 7.3 | 11.6 | 2.3
September | 10.1 | 0 | 7.1 | 17.2 | 3.4
October | 15.5 | 0 | 7.3 | 22.8 | 4.6
November | 26 | 0 | 7.1 | 33.1 | 6.6
December | 28.2 | 0 | 7.3 | 35.5 | 7.1
Total | 236.5 | 0 | 86.1 | 322.6 | 64.5 | yearly energy
January
| solar | solar | direct | diffuse | outdoor | indoor | window | heating | blinds
| altitude | azimuth | radiation | radiation | temp. | temp. | temp. | load | closed
| (degrees) | (degrees) | (W-h/m2) | (W-h/m2) | (K) | (K) | (K) | (W-h/m2) | (% time)
midnight | -58.1 | 13.3 | 0 | 0 | 275.9 | 294.1 | 288.2 | 135.8 | 0
1:00 | -54.2 | 37.6 | 0 | 0 | 275.8 | 294.1 | 288.2 | 135.2 | 0
2:00 | -47.5 | 57.1 | 0 | 0 | 275.8 | 294.1 | 288.2 | 133.6 | 0
3:00 | -39.2 | 72.7 | 0 | 0 | 275.7 | 294.1 | 288.1 | 129.5 | 0
4:00 | -30.2 | 85.8 | 0 | 0 | 275.6 | 294.1 | 288.1 | 132.2 | 0
5:00 | -21.1 | 97.6 | 0 | 0 | 275.6 | 294.1 | 288.1 | 132.1 | 0
6:00 | -12.3 | 108.9 | 0 | 0 | 275.5 | 294.1 | 288.1 | 129.7 | 0
7:00 | -4 | 120.3 | 0 | 0 | 275.5 | 294.1 | 288.1 | 128.6 | 0
8:00 | 3.3 | 132.2 | 0 | 5.1 | 275.7 | 296.5 | 289.7 | 0.3 | 0
9:00 | 9.3 | 144.9 | 0 | 20.2 | 276.1 | 296.3 | 289.6 | 2.4 | 0
10:00 | 13.6 | 158.4 | 0 | 34.6 | 276.5 | 295.7 | 290 | 2.7 | 0
11:00 | 15.9 | 172.7 | 0 | 40.5 | 276.7 | 295.8 | 289.8 | 2 | 0
noon | 15.9 | -172.7 | 0 | 42.7 | 277.2 | 295.8 | 290.4 | 2.3 | 0
13:00 | 13.6 | -158.4 | 0 | 38.1 | 277.6 | 295.9 | 290.1 | 2.2 | 0
14:00 | 9.3 | -144.9 | 0 | 26.7 | 277.5 | 295.9 | 289.9 | 2.1 | 0
15:00 | 3.3 | -132.2 | 0 | 13.2 | 277.3 | 295.7 | 289.8 | 2.1 | 0
16:00 | -4 | -120.3 | 0 | 0.6 | 277 | 295.6 | 289.8 | 1.9 | 0
17:00 | -12.3 | -108.9 | 0 | 0 | 276.8 | 295.9 | 289.6 | 1.3 | 0
18:00 | -21.1 | -97.6 | 0 | 0 | 276.5 | 295.7 | 289.8 | 2.2 | 0
19:00 | -30.2 | -85.8 | 0 | 0 | 276.3 | 295.9 | 289.5 | 1.4 | 0
20:00 | -39.2 | -72.7 | 0 | 0 | 276.1 | 295.7 | 289.3 | 2 | 0
21:00 | -47.5 | -57.1 | 0 | 0 | 276.1 | 296 | 289.5 | 1.5 | 0
22:00 | -54.2 | -37.6 | 0 | 0 | 276 | 295.9 | 289.3 | 1.7 | 0
23:00 | -58.1 | -13.3 | 0 | 0 | 275.9 | 295.9 | 289.4 | 1.8 | 0
February
| solar | solar | direct | diffuse | outdoor | indoor | window | heating | blinds
| altitude | azimuth | radiation | radiation | temp. | temp. | temp. | load | closed
| (degrees) | (degrees) | (W-h/m2) | (W-h/m2) | (K) | (K) | (K) | (W-h/m2) | (% time)
midnight | -50.4 | 11.4 | 0 | 0 | 275.4 | 294.1 | 288 | 116.2 | 0
1:00 | -46.9 | 33 | 0 | 0 | 275.3 | 294.1 | 288 | 110.7 | 0
2:00 | -40.8 | 51.4 | 0 | 0 | 275.2 | 294.1 | 288 | 114.9 | 0
3:00 | -32.9 | 66.9 | 0 | 0 | 275.2 | 294.1 | 288 | 121.4 | 0
4:00 | -24.2 | 80.2 | 0 | 0 | 275.2 | 294.1 | 288 | 123.4 | 0
5:00 | -15.1 | 92.3 | 0 | 0 | 275.1 | 294.1 | 287.9 | 128 | 0
6:00 | -6.1 | 104 | 0 | 0 | 275.1 | 294.1 | 287.9 | 127.9 | 0
7:00 | 2.4 | 115.9 | 0 | 2.3 | 275.1 | 294.1 | 288 | 131.5 | 0
8:00 | 10.1 | 128.3 | 0 | 20.6 | 275.5 | 295.8 | 290 | 1.1 | 0
9:00 | 16.5 | 141.8 | 0 | 40.4 | 276.1 | 296.1 | 289.8 | 2.2 | 0
10:00 | 21.2 | 156.4 | 0 | 55.1 | 276.7 | 295.7 | 290.2 | 3.1 | 0
11:00 | 23.7 | 172 | 0 | 60.6 | 277.3 | 296.4 | 290.4 | 2.4 | 0
noon | 23.7 | -172 | 0 | 65.1 | 277.9 | 296.1 | 290.8 | 2.6 | 0
13:00 | 21.2 | -156.4 | 0 | 57 | 278.4 | 295.8 | 291 | 2.4 | 0
14:00 | 16.5 | -141.8 | 0 | 53.5 | 278.5 | 296.2 | 290.6 | 2.1 | 0
15:00 | 10.1 | -128.3 | 0 | 36 | 278.3 | 295.7 | 290.7 | 2.4 | 0
16:00 | 2.4 | -115.9 | 0 | 14.5 | 277.7 | 295.7 | 290.2 | 2 | 0
17:00 | -6.1 | -104 | 0 | 0.3 | 277.1 | 295.9 | 289.7 | 1.4 | 0
18:00 | -15.1 | -92.3 | 0 | 0 | 276.7 | 295.6 | 289.7 | 1.9 | 0
19:00 | -24.2 | -80.2 | 0 | 0 | 276.3 | 296 | 289.7 | 1.8 | 0
20:00 | -32.9 | -66.9 | 0 | 0 | 276 | 296 | 289.5 | 1.5 | 0
21:00 | -40.8 | -51.4 | 0 | 0 | 275.7 | 295.9 | 289.2 | 1.5 | 0
22:00 | -46.9 | -33 | 0 | 0 | 275.5 | 295.7 | 289.3 | 1.7 | 0
23:00 | -50.4 | -11.4 | 0 | 0 | 275.4 | 295.9 | 289.4 | 1.3 | 0
March
| solar | solar | direct | diffuse | outdoor | indoor | window | heating | blinds
| altitude | azimuth | radiation | radiation | temp. | temp. | temp. | load | closed
| (degrees) | (degrees) | (W-h/m2) | (W-h/m2) | (K) | (K) | (K) | (W-h/m2) | (% time)
midnight | -39 | 9.6 | 0 | 0 | 276.9 | 294.1 | 288.5 | 128.1 | 0
1:00 | -36 | 28.2 | 0 | 0 | 276.8 | 294.1 | 288.5 | 131.9 | 0
2:00 | -30.6 | 45 | 0 | 0 | 276.7 | 294.1 | 288.4 | 136.1 | 0
3:00 | -23.4 | 59.7 | 0 | 0 | 276.5 | 294.1 | 288.4 | 128.6 | 0
4:00 | -15 | 72.9 | 0 | 0 | 276.3 | 294.1 | 288.3 | 129.9 | 0
5:00 | -6.1 | 85.2 | 0 | 0 | 276.4 | 294.1 | 288.3 | 124.7 | 0
6:00 | 2.9 | 97.1 | 0 | 4.1 | 276.6 | 294.1 | 288.4 | 117.1 | 0
7:00 | 11.8 | 109.3 | 0 | 24.9 | 276.9 | 294.1 | 288.8 | 113.5 | 0
8:00 | 20 | 122.4 | 0 | 48.1 | 277.4 | 295.8 | 290.3 | 1.3 | 0
9:00 | 27 | 136.9 | 0 | 66.7 | 278 | 296.1 | 290.7 | 1.9 | 0
10:00 | 32.2 | 153.1 | 0 | 85.8 | 278.8 | 295.9 | 291.2 | 2.1 | 0
11:00 | 35.1 | 170.8 | 0 | 100 | 279.8 | 296 | 291.7 | 2.1 | 0
noon | 35.1 | -170.8 | 0 | 101.7 | 280.5 | 295.7 | 291.9 | 2.1 | 0
13:00 | 32.2 | -153.1 | 0 | 93 | 281.2 | 295.9 | 292.2 | 1.5 | 0
14:00 | 27 | -136.9 | 0 | 79.8 | 281.5 | 296 | 292 | 1.6 | 0
15:00 | 20 | -122.4 | 0 | 58.9 | 281.4 | 295.8 | 291.8 | 1.7 | 0
16:00 | 11.8 | -109.3 | 0 | 34.5 | 280.9 | 295.6 | 291.5 | 1.7 | 0
17:00 | 2.9 | -97.1 | 0 | 15.4 | 280.1 | 296 | 290.8 | 1.4 | 0
18:00 | -6.1 | -85.2 | 0 | 0 | 279.4 | 296 | 290.3 | 1.4 | 0
19:00 | -15 | -72.9 | 0 | 0 | 278.7 | 295.9 | 290.3 | 1.6 | 0
20:00 | -23.4 | -59.7 | 0 | 0 | 278.2 | 296.2 | 290.2 | 1.6 | 0
21:00 | -30.6 | -45 | 0 | 0 | 277.8 | 295.9 | 290 | 1.8 | 0
22:00 | -36 | -28.2 | 0 | 0 | 277.3 | 295.9 | 289.8 | 2.1 | 0
23:00 | -39 | -9.6 | 0 | 0 | 277.1 | 295.8 | 289.9 | 2.1 | 0
April
| solar | solar | direct | diffuse | outdoor | indoor | window | heating | blinds
| altitude | azimuth | radiation | radiation | temp. | temp. | temp. | load | closed
| (degrees) | (degrees) | (W-h/m2) | (W-h/m2) | (K) | (K) | (K) | (W-h/m2) | (% time)
midnight | -27.1 | 8.3 | 0 | 0 | 278.5 | 294.1 | 289 | 104.9 | 0
1:00 | -24.5 | 24.4 | 0 | 0 | 278.2 | 294.1 | 288.9 | 103.4 | 0
2:00 | -19.7 | 39.5 | 0 | 0 | 278 | 294.1 | 288.9 | 105 | 0
3:00 | -13.1 | 53.3 | 0 | 0 | 277.7 | 294.1 | 288.8 | 107 | 0
4:00 | -5.2 | 66 | 0 | 0 | 277.4 | 294.1 | 288.7 | 106 | 0
5:00 | 3.4 | 78 | 3 | 8 | 277.6 | 294.1 | 288.8 | 104.8 | 0
6:00 | 12.4 | 89.8 | 0.4 | 33.9 | 278.1 | 294.1 | 289.2 | 107.6 | 0
7:00 | 21.5 | 102 | 0 | 60.7 | 278.8 | 294.1 | 289.8 | 103.8 | 0
8:00 | 30.1 | 115.3 | 0 | 79.7 | 279.5 | 295.8 | 291.4 | 1.9 | 0
9:00 | 37.7 | 130.6 | 0 | 102.3 | 280.6 | 295.8 | 291.9 | 2.2 | 0
10:00 | 43.7 | 148.5 | 0 | 121.4 | 281.5 | 296 | 292.5 | 2.1 | 0
11:00 | 47 | 169.1 | 0 | 133.9 | 282.5 | 296.2 | 292.8 | 1.8 | 0
noon | 47 | -169.1 | 0 | 135.6 | 283.5 | 296.2 | 293.3 | 1.5 | 0
13:00 | 43.7 | -148.5 | 0 | 127.4 | 284.2 | 296.1 | 293.5 | 1.1 | 0
14:00 | 37.7 | -130.6 | 0 | 116.3 | 284.7 | 296.2 | 293.4 | 1 | 0
15:00 | 30.1 | -115.3 | 0 | 86.8 | 285 | 295.8 | 293.5 | 0.8 | 0
16:00 | 21.5 | -102 | 0 | 66.8 | 284.7 | 296.1 | 293 | 0.8 | 0
17:00 | 12.4 | -89.8 | 0.5 | 41.3 | 283.9 | 295.8 | 292.5 | 1.1 | 0
18:00 | 3.4 | -78 | 12.3 | 16.4 | 283 | 295.6 | 292 | 1 | 0
19:00 | -5.2 | -66 | 0 | 0 | 282 | 295.8 | 291.4 | 1 | 0
20:00 | -13.1 | -53.3 | 0 | 0 | 281 | 295.7 | 291.1 | 1 | 0
21:00 | -19.7 | -39.5 | 0 | 0 | 280 | 295.8 | 290.8 | 1.1 | 0
22:00 | -24.5 | -24.4 | 0 | 0 | 279.3 | 295.8 | 290.8 | 1.3 | 0
23:00 | -27.1 | -8.3 | 0 | 0 | 278.6 | 296.4 | 290.5 | 1.1 | 0
May
| solar | solar | direct | diffuse | outdoor | indoor | window | heating | blinds
| altitude | azimuth | radiation | radiation | temp. | temp. | temp. | load | closed
| (degrees) | (degrees) | (W-h/m2) | (W-h/m2) | (K) | (K) | (K) | (W-h/m2) | (% time)
midnight | -17.9 | 7.4 | 0 | 0 | 281 | 294.1 | 289.8 | 75.6 | 0
1:00 | -15.5 | 22 | 0 | 0 | 280.8 | 294.1 | 289.7 | 76.1 | 0
2:00 | -11.1 | 35.8 | 0 | 0 | 280.5 | 294.1 | 289.7 | 76.6 | 0
3:00 | -5 | 48.7 | 0 | 0 | 280.2 | 294.1 | 289.5 | 75.2 | 0
4:00 | 2.4 | 60.8 | 12.8 | 10.9 | 280.2 | 294.1 | 289.8 | 77 | 0
5:00 | 10.7 | 72.3 | 41.5 | 40.6 | 280.5 | 294.1 | 290.5 | 75.7 | 0
6:00 | 19.6 | 83.7 | 18 | 62.9 | 280.9 | 294.1 | 290.6 | 75.8 | 0
7:00 | 28.7 | 95.6 | 0 | 84.8 | 281.8 | 294.1 | 291 | 67 | 0
8:00 | 37.6 | 108.8 | 0 | 101.3 | 282.7 | 296 | 292.9 | 0.9 | 0
9:00 | 45.8 | 124.4 | 0 | 131.7 | 283.7 | 296 | 293.3 | 1.2 | 0
10:00 | 52.4 | 143.6 | 0 | 145.9 | 284.8 | 296 | 293.8 | 0.8 | 0
11:00 | 56.2 | 167.2 | 0 | 152.2 | 285.8 | 295.9 | 294.4 | 0.4 | 0
noon | 56.2 | -167.2 | 0 | 145.7 | 286.8 | 295.9 | 294.6 | 0.5 | 0
13:00 | 52.4 | -143.6 | 0 | 137.1 | 287.6 | 296.4 | 294.8 | 0.3 | 0
14:00 | 45.8 | -124.4 | 0 | 134.2 | 288 | 296.4 | 294.9 | 0.5 | 0
15:00 | 37.6 | -108.8 | 0 | 116.3 | 288 | 296.5 | 294.7 | 0.3 | 0
16:00 | 28.7 | -95.6 | 0 | 97.6 | 287.9 | 296.1 | 294.4 | 0.4 | 0
17:00 | 19.6 | -83.7 | 19 | 74.3 | 287.3 | 296 | 294.1 | 0.3 | 0
18:00 | 10.7 | -72.3 | 47.9 | 48.7 | 286.3 | 296.1 | 293.8 | 0.3 | 0
19:00 | 2.4 | -60.8 | 25.2 | 18.1 | 285.1 | 296 | 293 | 0.4 | 0
20:00 | -5 | -48.7 | 0 | 0 | 284 | 295.7 | 292.2 | 0.4 | 0
21:00 | -11.1 | -35.8 | 0 | 0 | 283.1 | 296 | 291.7 | 0.5 | 0
22:00 | -15.5 | -22 | 0 | 0 | 282.3 | 295.8 | 291.5 | 0.6 | 0
23:00 | -17.9 | -7.4 | 0 | 0 | 281.5 | 295.5 | 291.4 | 0.8 | 0
June
| solar | solar | direct | diffuse | outdoor | indoor | window | heating | blinds
| altitude | azimuth | radiation | radiation | temp. | temp. | temp. | load | closed
| (degrees) | (degrees) | (W-h/m2) | (W-h/m2) | (K) | (K) | (K) | (W-h/m2) | (% time)
midnight | -13.8 | 7 | 0 | 0 | 284.5 | 294.1 | 290.9 | 42.5 | 0
1:00 | -11.6 | 21 | 0 | 0 | 284.2 | 294.1 | 290.9 | 41.6 | 0
2:00 | -7.3 | 34.3 | 0 | 0 | 283.9 | 294.1 | 290.7 | 38.3 | 0
3:00 | -1.4 | 46.7 | 0 | 0 | 283.6 | 294.1 | 290.6 | 37.3 | 0
4:00 | 5.8 | 58.4 | 47 | 27.4 | 283.7 | 294.2 | 291.6 | 38.2 | 0
5:00 | 14 | 69.7 | 54.6 | 52.4 | 284.2 | 294.3 | 292.1 | 37.8 | 0
6:00 | 22.8 | 80.8 | 26.7 | 76.8 | 284.6 | 294.4 | 292.1 | 38.8 | 0
7:00 | 31.9 | 92.5 | 0 | 90.6 | 285.2 | 294.4 | 292.3 | 37.4 | 0
8:00 | 40.9 | 105.5 | 0 | 104.6 | 286.2 | 296.2 | 294.1 | 0.3 | 0
9:00 | 49.2 | 121 | 0 | 130.5 | 287.2 | 296.4 | 294.5 | 0.3 | 0
10:00 | 56.1 | 140.8 | 0 | 140.9 | 288.1 | 296.4 | 295 | 0.2 | 0
11:00 | 60.2 | 166 | 0 | 149.1 | 289.1 | 297 | 295.9 | 0.3 | 0
noon | 60.2 | -166 | 0 | 150.4 | 290 | 297.2 | 296.5 | 0.1 | 0
13:00 | 56.1 | -140.8 | 0 | 149.6 | 290.6 | 297.4 | 296.7 | 0 | 0
14:00 | 49.2 | -121 | 0 | 133.5 | 291 | 297.1 | 296.8 | 0.1 | 0
15:00 | 40.9 | -105.5 | 0 | 111.8 | 291.1 | 297.3 | 296.5 | 0 | 0
16:00 | 31.9 | -92.5 | 0 | 113.1 | 290.9 | 297.2 | 296.2 | 0 | 0
17:00 | 22.8 | -80.8 | 25.1 | 93.4 | 290.2 | 296.9 | 295.7 | 0.2 | 0
18:00 | 14 | -69.7 | 50.8 | 67.2 | 289.3 | 296.5 | 295.4 | 0.2 | 0
19:00 | 5.8 | -58.4 | 47.8 | 41 | 288.3 | 296.6 | 294.6 | 0.2 | 0
20:00 | -1.4 | -46.7 | 0 | 0 | 287.4 | 296.3 | 293.3 | 0.2 | 0
21:00 | -7.3 | -34.3 | 0 | 0 | 286.4 | 296.3 | 292.9 | 0.2 | 0
22:00 | -11.6 | -21 | 0 | 0 | 285.7 | 296.2 | 292.8 | 0.3 | 0
23:00 | -13.8 | -7 | 0 | 0 | 284.8 | 296 | 292.5 | 0.4 | 0
July
| solar | solar | direct | diffuse | outdoor | indoor | window | heating | blinds
| altitude | azimuth | radiation | radiation | temp. | temp. | temp. | load | closed
| (degrees) | (degrees) | (W-h/m2) | (W-h/m2) | (K) | (K) | (K) | (W-h/m2) | (% time)
midnight | -15.9 | 7.2 | 0 | 0 | 286.4 | 295 | 292.3 | 15.6 | 0
1:00 | -13.7 | 21.5 | 0 | 0 | 286.1 | 294.5 | 291.8 | 19.2 | 0
2:00 | -9.3 | 35.1 | 0 | 0 | 285.6 | 294.3 | 291.4 | 19.5 | 0
3:00 | -3.3 | 47.8 | 0 | 0 | 285.3 | 294.1 | 291.2 | 18 | 0
4:00 | 4 | 59.7 | 7.4 | 13.9 | 285.5 | 294.2 | 291.5 | 18.9 | 0
5:00 | 12.3 | 71 | 22.1 | 43.4 | 285.8 | 294.7 | 292.4 | 16.4 | 0
6:00 | 21.1 | 82.3 | 12.9 | 72.5 | 286.4 | 295.2 | 293.1 | 16.5 | 0
7:00 | 30.2 | 94.1 | 0 | 90.2 | 286.8 | 295.7 | 293.7 | 14.5 | 0
8:00 | 39.2 | 107.3 | 0 | 107.5 | 287.6 | 297.2 | 295.2 | 0.1 | 0
9:00 | 47.4 | 122.8 | 0 | 130 | 288.7 | 297.2 | 295.8 | 0 | 0
10:00 | 54.2 | 142.4 | 0 | 152.9 | 289.7 | 297.1 | 296.4 | 0 | 0
11:00 | 58.1 | 166.6 | 0 | 166.1 | 290.7 | 297.4 | 297 | 0 | 0
noon | 58.1 | -166.6 | 0 | 174.3 | 291.7 | 297.7 | 297.5 | 0 | 0
13:00 | 54.2 | -142.4 | 0 | 161.4 | 292.5 | 297.8 | 297.8 | 0 | 0
14:00 | 47.4 | -122.8 | 0 | 145.3 | 292.9 | 297.6 | 297.6 | 0 | 0
15:00 | 39.2 | -107.3 | 0 | 120.5 | 293 | 297.5 | 297.2 | 0 | 0
16:00 | 30.2 | -94.1 | 0 | 114.7 | 292.8 | 297.4 | 297.2 | 0 | 0
17:00 | 21.1 | -82.3 | 18.9 | 91.1 | 292.4 | 297.4 | 296.8 | 0 | 0
18:00 | 12.3 | -71 | 59.5 | 68.5 | 291.5 | 297.5 | 296.7 | 0 | 0
19:00 | 4 | -59.7 | 57.7 | 35.1 | 290.4 | 297.5 | 296.2 | 0 | 0
20:00 | -3.3 | -47.8 | 0 | 0 | 289.3 | 297 | 294.6 | 0 | 0
21:00 | -9.3 | -35.1 | 0 | 0 | 288.4 | 297.2 | 294 | 0 | 0
22:00 | -13.7 | -21.5 | 0 | 0 | 287.5 | 297.2 | 293.8 | 0.1 | 0
23:00 | -15.9 | -7.2 | 0 | 0 | 286.8 | 297 | 293.8 | 0 | 0
August
| solar | solar | direct | diffuse | outdoor | indoor | window | heating | blinds
| altitude | azimuth | radiation | radiation | temp. | temp. | temp. | load | closed
| (degrees) | (degrees) | (W-h/m2) | (W-h/m2) | (K) | (K) | (K) | (W-h/m2) | (% time)
midnight | -23.7 | 7.9 | 0 | 0 | 286.4 | 294.7 | 292 | 13.8 | 0
1:00 | -21.3 | 23.5 | 0 | 0 | 286 | 294.4 | 291.7 | 15.1 | 0
2:00 | -16.6 | 38.1 | 0 | 0 | 285.9 | 294.2 | 291.5 | 16.8 | 0
3:00 | -10.1 | 51.6 | 0 | 0 | 285.4 | 294.2 | 291.3 | 18 | 0
4:00 | -2.4 | 64.1 | 0 | 0 | 285.1 | 294.1 | 291.2 | 20.2 | 0
5:00 | 6 | 75.9 | 12.7 | 19 | 285.3 | 294.3 | 291.6 | 19 | 0
6:00 | 15.1 | 87.6 | 5.8 | 45.6 | 285.9 | 294.7 | 292.2 | 17.7 | 0
7:00 | 24.2 | 99.7 | 0 | 76 | 286.5 | 295.3 | 293.1 | 17.7 | 0
8:00 | 32.9 | 113.1 | 0 | 96.4 | 287.3 | 296.6 | 294.8 | 0 | 0
9:00 | 40.7 | 128.5 | 0 | 119 | 288.2 | 296.9 | 295.4 | 0 | 0
10:00 | 46.9 | 146.9 | 0 | 144.3 | 289.3 | 297 | 295.9 | 0 | 0
11:00 | 50.3 | 168.5 | 0 | 156.9 | 290.4 | 297.2 | 296.5 | 0 | 0
noon | 50.3 | -168.5 | 0 | 169.1 | 291.3 | 297.4 | 297.2 | 0 | 0
13:00 | 46.9 | -146.9 | 0 | 150.2 | 292 | 297.6 | 297.3 | 0 | 0
14:00 | 40.7 | -128.5 | 0 | 130.8 | 292.5 | 297.6 | 297.4 | 0 | 0
15:00 | 32.9 | -113.1 | 0 | 103.7 | 292.6 | 297.6 | 297.1 | 0 | 0
16:00 | 24.2 | -99.7 | 0 | 76.7 | 292.2 | 297.3 | 296.6 | 0 | 0
17:00 | 15.1 | -87.6 | 6.3 | 56.4 | 291.7 | 297.5 | 296.1 | 0 | 0
18:00 | 6 | -75.9 | 24.9 | 35.1 | 290.9 | 297.5 | 295.8 | 0 | 0
19:00 | -2.4 | -64.1 | 0 | 6 | 289.9 | 296.8 | 295 | 0 | 0
20:00 | -10.1 | -51.6 | 0 | 0 | 289 | 297 | 294.3 | 0 | 0
21:00 | -16.6 | -38.1 | 0 | 0 | 288.1 | 297 | 294.2 | 0 | 0
22:00 | -21.3 | -23.5 | 0 | 0 | 287.3 | 296.5 | 293.6 | 0 | 0
23:00 | -23.7 | -7.9 | 0 | 0 | 286.6 | 296.8 | 293.5 | 0 | 0
September
| solar | solar | direct | diffuse | outdoor | indoor | window | heating | blinds
| altitude | azimuth | radiation | radiation | temp. | temp. | temp. | load | closed
| (degrees) | (degrees) | (W-h/m2) | (W-h/m2) | (K) | (K) | (K) | (W-h/m2) | (% time)
midnight | -35.1 | 9.1 | 0 | 0 | 284.9 | 294.8 | 291.6 | 42.3 | 0
1:00 | -32.3 | 26.9 | 0 | 0 | 284.8 | 294.5 | 291.3 | 42.5 | 0
2:00 | -27.1 | 43.1 | 0 | 0 | 284.5 | 294.3 | 291.1 | 42.1 | 0
3:00 | -20 | 57.5 | 0 | 0 | 284.3 | 294.2 | 291 | 41.5 | 0
4:00 | -11.8 | 70.6 | 0 | 0 | 284.1 | 294.2 | 290.9 | 42.3 | 0
5:00 | -3 | 82.8 | 0 | 0.3 | 284 | 294.2 | 290.8 | 44.4 | 0
6:00 | 6 | 94.7 | 0 | 19.9 | 284.3 | 294.2 | 291.1 | 42.1 | 0
7:00 | 15 | 107 | 0 | 44.4 | 284.7 | 294.5 | 291.7 | 37.1 | 0
8:00 | 23.3 | 120.2 | 0 | 67.9 | 285.4 | 297.1 | 293.6 | 0.4 | 0
9:00 | 30.6 | 135 | 0 | 89.9 | 286.1 | 296.9 | 294.1 | 0.5 | 0
10:00 | 36 | 151.7 | 0 | 104.9 | 286.8 | 297 | 294.7 | 0.3 | 0
11:00 | 39 | 170.3 | 0 | 105.9 | 287.6 | 296.9 | 294.7 | 0.2 | 0
noon | 39 | -170.3 | 0 | 104.9 | 288.3 | 297 | 295.2 | 0.2 | 0
13:00 | 36 | -151.7 | 0 | 101.4 | 288.9 | 297 | 295.4 | 0.2 | 0
14:00 | 30.6 | -135 | 0 | 92.6 | 289.4 | 297 | 295.5 | 0.2 | 0
15:00 | 23.3 | -120.2 | 0 | 73.2 | 289.5 | 296.9 | 295.5 | 0.2 | 0
16:00 | 15 | -107 | 0 | 44.6 | 289.3 | 297 | 295.1 | 0 | 0
17:00 | 6 | -94.7 | 0 | 23.9 | 288.6 | 296.6 | 294.5 | 0.2 | 0
18:00 | -3 | -82.8 | 0 | 2.4 | 287.8 | 296.9 | 293.9 | 0.1 | 0
19:00 | -11.8 | -70.6 | 0 | 0 | 287.1 | 296.7 | 293.6 | 0.3 | 0
20:00 | -20 | -57.5 | 0 | 0 | 286.5 | 296.8 | 293.3 | 0.4 | 0
21:00 | -27.1 | -43.1 | 0 | 0 | 285.9 | 296.9 | 293.1 | 0.4 | 0
22:00 | -32.3 | -26.9 | 0 | 0 | 285.3 | 296.7 | 292.8 | 0.5 | 0
23:00 | -35.1 | -9.1 | 0 | 0 | 285 | 296.7 | 292.9 | 0.5 | 0
October
| solar | solar | direct | diffuse | outdoor | indoor | window | heating | blinds
| altitude | azimuth | radiation | radiation | temp. | temp. | temp. | load | closed
| (degrees) | (degrees) | (W-h/m2) | (W-h/m2) | (K) | (K) | (K) | (W-h/m2) | (% time)
midnight | -47 | 10.8 | 0 | 0 | 282.1 | 294.2 | 290.3 | 57.8 | 0
1:00 | -43.7 | 31.4 | 0 | 0 | 282.1 | 294.1 | 290.2 | 56.9 | 0
2:00 | -37.8 | 49.3 | 0 | 0 | 282 | 294.1 | 290.1 | 58.4 | 0
3:00 | -30.1 | 64.6 | 0 | 0 | 281.8 | 294.1 | 290.1 | 59.3 | 0
4:00 | -21.5 | 78 | 0 | 0 | 281.8 | 294.1 | 290.1 | 60.8 | 0
5:00 | -12.4 | 90.2 | 0 | 0 | 281.7 | 294.1 | 290 | 65.5 | 0
6:00 | -3.4 | 102 | 0 | 0.8 | 281.8 | 294.1 | 290.1 | 66.2 | 0
7:00 | 5.2 | 114 | 0 | 16.8 | 282.2 | 294.1 | 290.4 | 64.8 | 0
8:00 | 13 | 126.6 | 0 | 37.6 | 282.6 | 295.9 | 292 | 0.6 | 0
9:00 | 19.7 | 140.4 | 0 | 61.3 | 283.3 | 296.2 | 292.4 | 0.8 | 0
10:00 | 24.5 | 155.5 | 0 | 70.4 | 283.9 | 296.3 | 292.8 | 0.9 | 0
11:00 | 27.1 | 171.7 | 0 | 81.3 | 284.6 | 295.9 | 293.2 | 0.8 | 0
noon | 27.1 | -171.7 | 0 | 79 | 285.1 | 296 | 293.3 | 0.8 | 0
13:00 | 24.5 | -155.5 | 0 | 65.6 | 285.4 | 296.3 | 293.3 | 0.6 | 0
14:00 | 19.7 | -140.4 | 0 | 49.7 | 285.5 | 295.9 | 293.2 | 0.7 | 0
15:00 | 13 | -126.6 | 0 | 33.4 | 285.3 | 296 | 292.9 | 0.5 | 0
16:00 | 5.2 | -114 | 0 | 14.6 | 284.7 | 296.1 | 292.5 | 0.5 | 0
17:00 | -3.4 | -102 | 0 | 0.4 | 284.1 | 296.1 | 292.2 | 0.5 | 0
18:00 | -12.4 | -90.2 | 0 | 0 | 283.5 | 296 | 292 | 0.7 | 0
19:00 | -21.5 | -78 | 0 | 0 | 283.1 | 296 | 291.8 | 0.5 | 0
20:00 | -30.1 | -64.6 | 0 | 0 | 282.8 | 296 | 291.8 | 0.6 | 0
21:00 | -37.8 | -49.3 | 0 | 0 | 282.5 | 296.1 | 291.7 | 0.5 | 0
22:00 | -43.7 | -31.4 | 0 | 0 | 282.4 | 296.1 | 291.5 | 0.6 | 0
23:00 | -47 | -10.8 | 0 | 0 | 282.2 | 296.1 | 291.5 | 0.5 | 0
November
| solar | solar | direct | diffuse | outdoor | indoor | window | heating | blinds
| altitude | azimuth | radiation | radiation | temp. | temp. | temp. | load | closed
| (degrees) | (degrees) | (W-h/m2) | (W-h/m2) | (K) | (K) | (K) | (W-h/m2) | (% time)
midnight | -56.2 | 12.8 | 0 | 0 | 278.9 | 294.1 | 289.1 | 103.5 | 0
1:00 | -52.4 | 36.3 | 0 | 0 | 278.8 | 294.1 | 289.1 | 104.2 | 0
2:00 | -45.8 | 55.6 | 0 | 0 | 278.6 | 294.1 | 289.1 | 110.3 | 0
3:00 | -37.7 | 71.1 | 0 | 0 | 278.5 | 294.1 | 289 | 106.7 | 0
4:00 | -28.8 | 84.3 | 0 | 0 | 278.4 | 294.1 | 289 | 102.7 | 0
5:00 | -19.7 | 96.2 | 0 | 0 | 278.4 | 294.1 | 289 | 106.1 | 0
6:00 | -10.7 | 107.7 | 0 | 0 | 278.3 | 294.1 | 289 | 106.5 | 0
7:00 | -2.4 | 119.2 | 0 | 1 | 278.2 | 294.1 | 288.9 | 107.1 | 0
8:00 | 5 | 131.2 | 0 | 16 | 278.4 | 295.9 | 290.7 | 0.4 | 0
9:00 | 11.1 | 144.1 | 0 | 30.1 | 278.8 | 296.1 | 290.6 | 1.7 | 0
10:00 | 15.5 | 157.9 | 0 | 45.9 | 279.2 | 295.8 | 291 | 1.8 | 0
11:00 | 17.8 | 172.5 | 0 | 57.8 | 279.7 | 295.9 | 291.2 | 1.4 | 0
noon | 17.8 | -172.5 | 0 | 55.3 | 280.1 | 295.8 | 291.1 | 1.5 | 0
13:00 | 15.5 | -157.9 | 0 | 47.3 | 280.3 | 296.2 | 291.3 | 1.5 | 0
14:00 | 11.1 | -144.1 | 0 | 30.2 | 280.4 | 296.3 | 291.2 | 1.4 | 0
15:00 | 5 | -131.2 | 0 | 12.9 | 280.2 | 296.3 | 291 | 1.2 | 0
16:00 | -2.4 | -119.2 | 0 | 0 | 280 | 296.2 | 290.7 | 1.2 | 0
17:00 | -10.7 | -107.7 | 0 | 0 | 279.7 | 295.9 | 290.7 | 1.1 | 0
18:00 | -19.7 | -96.2 | 0 | 0 | 279.6 | 296 | 290.5 | 0.8 | 0
19:00 | -28.8 | -84.3 | 0 | 0 | 279.4 | 296.1 | 290.3 | 1.2 | 0
20:00 | -37.7 | -71.1 | 0 | 0 | 279.4 | 295.9 | 290.6 | 1.5 | 0
21:00 | -45.8 | -55.6 | 0 | 0 | 279.2 | 296.1 | 290.6 | 0.6 | 0
22:00 | -52.4 | -36.3 | 0 | 0 | 279 | 296 | 290.2 | 1.4 | 0
23:00 | -56.2 | -12.8 | 0 | 0 | 278.8 | 295.9 | 290.4 | 1.2 | 0
December
| solar | solar | direct | diffuse | outdoor | indoor | window | heating | blinds
| altitude | azimuth | radiation | radiation | temp. | temp. | temp. | load | closed
| (degrees) | (degrees) | (W-h/m2) | (W-h/m2) | (K) | (K) | (K) | (W-h/m2) | (% time)
midnight | -60.2 | 13.9 | 0 | 0 | 276.9 | 294.1 | 288.5 | 108.4 | 0
1:00 | -56.1 | 39.1 | 0 | 0 | 276.8 | 294.1 | 288.5 | 112.3 | 0
2:00 | -49.2 | 58.9 | 0 | 0 | 276.8 | 294.1 | 288.5 | 112.6 | 0
3:00 | -40.9 | 74.4 | 0 | 0 | 276.8 | 294.1 | 288.5 | 112.6 | 0
4:00 | -31.9 | 87.4 | 0 | 0 | 276.9 | 294.1 | 288.5 | 110 | 0
5:00 | -22.8 | 99.1 | 0 | 0 | 277 | 294.1 | 288.5 | 113 | 0
6:00 | -14 | 110.2 | 0 | 0 | 276.9 | 294.1 | 288.5 | 110.1 | 0
7:00 | -5.8 | 121.5 | 0 | 0 | 276.9 | 294.1 | 288.5 | 107.4 | 0
8:00 | 1.4 | 133.2 | 0 | 1.8 | 277.1 | 296.6 | 290.2 | 0.1 | 0
9:00 | 7.3 | 145.7 | 0 | 14.9 | 277.3 | 296.1 | 290.3 | 2.2 | 0
10:00 | 11.6 | 158.9 | 0 | 28.6 | 277.7 | 295.9 | 290.3 | 2.2 | 0
11:00 | 13.8 | 172.9 | 0 | 36.8 | 277.9 | 295.8 | 290.3 | 1.8 | 0
noon | 13.8 | -172.9 | 0 | 37.9 | 278.2 | 295.9 | 290.6 | 2 | 0
13:00 | 11.6 | -158.9 | 0 | 29 | 278.4 | 295.7 | 290.5 | 1.7 | 0
14:00 | 7.3 | -145.7 | 0 | 18.1 | 278.3 | 295.6 | 290.3 | 1.7 | 0
15:00 | 1.4 | -133.2 | 0 | 4.7 | 278.2 | 295.7 | 290 | 1.4 | 0
16:00 | -5.8 | -121.5 | 0 | 0 | 277.8 | 295.6 | 290.1 | 1.4 | 0
17:00 | -14 | -110.2 | 0 | 0 | 277.7 | 295.7 | 290 | 1.1 | 0
18:00 | -22.8 | -99.1 | 0 | 0 | 277.5 | 296 | 290 | 1.4 | 0
19:00 | -31.9 | -87.4 | 0 | 0 | 277.5 | 295.8 | 289.9 | 1.6 | 0
20:00 | -40.9 | -74.4 | 0 | 0 | 277.3 | 295.8 | 289.9 | 1.3 | 0
21:00 | -49.2 | -58.9 | 0 | 0 | 277.1 | 296 | 289.9 | 1.1 | 0
22:00 | -56.1 | -39.1 | 0 | 0 | 277.1 | 296.1 | 289.8 | 1.2 | 0
23:00 | -60.2 | -13.9 | 0 | 0 | 277 | 296 | 289.6 | 1.8 | 0

## Sheet53
Scenario One (blue)
Tue Dec 03 2019 23:26:02 GMT+0000 (Greenwich Mean Time)
Setup Information:
Building
Location | UK - London
Building length, side A | N/A
Building length, side B | N/A
Simulation Type
Simulation Type | one_sided
Window Description
Typology | dgu_nb
Glazing Type | clear
Window Area | 53%
Wall Description
Insulation R-Value | 99999999.9 m2-K/W
Occupancy
Type | Low-rise Residential
Occupancy Load | 0.000 people per m2
Lighting Requirements | 400 lux
Equipment Load | 0.00 W/m2
Room Ventilation
Air Change Rate per Occupant | 15.0 liters / sec per person
Total Air Change Rate | 0.0 roomfuls per hour
Lighting Control
Lighting Control | lights do not respond to daylight: all lights fully on while building is occupied
Representative Room
Orientation | north
Room Depth | 27 m
Room Width | 5 m
Room Height | 2.2 m
Thermal Mass
Thermal Mass | none
Overhang
Overhang Depth | 0 m
Roof
Roof Type | adiabatic roof
Simulation Results:
Primary Energy Use and CO2 Emissions
| heating | cooling | lighting | total | CO2
| energy | energy | energy | energy | emissions
| (kWh/m2) | (kWh/m2) | (kWh/m2) | (kWh/m2) | (kg/m2)
January | 33.7 | 0 | 7.3 | 41 | 8.2
February | 28.1 | 0 | 6.6 | 34.7 | 6.9
March | 32.1 | 0 | 7.3 | 39.4 | 7.9
April | 25.9 | 0 | 7.1 | 33 | 6.6
May | 18.8 | 0 | 7.3 | 26.1 | 5.2
June | 9.4 | 0 | 7.1 | 16.5 | 3.3
July | 4.3 | 0 | 7.3 | 11.6 | 2.3
August | 4.3 | 0 | 7.3 | 11.6 | 2.3
September | 10.2 | 0 | 7.1 | 17.3 | 3.5
October | 15.5 | 0 | 7.3 | 22.8 | 4.6
November | 26 | 0 | 7.1 | 33.1 | 6.6
December | 28.2 | 0 | 7.3 | 35.5 | 7.1
Total | 236.5 | 0 | 86.1 | 322.6 | 64.5 | yearly energy
January
| solar | solar | direct | diffuse | outdoor | indoor | window | heating | blinds
| altitude | azimuth | radiation | radiation | temp. | temp. | temp. | load | closed
| (degrees) | (degrees) | (W-h/m2) | (W-h/m2) | (K) | (K) | (K) | (W-h/m2) | (% time)
midnight | -58.1 | 13.3 | 0 | 0 | 275.9 | 294.1 | 288.2 | 135.7 | 0
1:00 | -54.2 | 37.6 | 0 | 0 | 275.8 | 294.1 | 288.2 | 135.2 | 0
2:00 | -47.5 | 57.1 | 0 | 0 | 275.8 | 294.1 | 288.2 | 133.7 | 0
3:00 | -39.2 | 72.7 | 0 | 0 | 275.7 | 294.1 | 288.1 | 129.5 | 0
4:00 | -30.2 | 85.8 | 0 | 0 | 275.6 | 294.1 | 288.1 | 132.2 | 0
5:00 | -21.1 | 97.6 | 0 | 0 | 275.6 | 294.1 | 288.1 | 132.1 | 0
6:00 | -12.3 | 108.9 | 0 | 0 | 275.5 | 294.1 | 288.1 | 129.8 | 0
7:00 | -4 | 120.3 | 0 | 0 | 275.5 | 294.1 | 288.1 | 128.6 | 0
8:00 | 3.3 | 132.2 | 0 | 5.1 | 275.7 | 296.6 | 289.7 | 0.3 | 0
9:00 | 9.3 | 144.9 | 0 | 20.2 | 276.1 | 296.2 | 289.6 | 2.4 | 0
10:00 | 13.6 | 158.4 | 0 | 34.6 | 276.5 | 295.7 | 290 | 2.5 | 0
11:00 | 15.9 | 172.7 | 0 | 40.5 | 276.7 | 295.8 | 289.9 | 1.9 | 0
noon | 15.9 | -172.7 | 0 | 42.7 | 277.2 | 295.8 | 290.4 | 2.2 | 0
13:00 | 13.6 | -158.4 | 0 | 38.1 | 277.6 | 295.7 | 290.2 | 2.4 | 0
14:00 | 9.3 | -144.9 | 0 | 26.7 | 277.5 | 295.8 | 290 | 2 | 0
15:00 | 3.3 | -132.2 | 0 | 13.2 | 277.3 | 295.6 | 289.9 | 1.9 | 0
16:00 | -4 | -120.3 | 0 | 0.6 | 277 | 295.9 | 289.9 | 1.1 | 0
17:00 | -12.3 | -108.9 | 0 | 0 | 276.8 | 295.9 | 289.7 | 2.2 | 0
18:00 | -21.1 | -97.6 | 0 | 0 | 276.5 | 296.2 | 289.6 | 1.5 | 0
19:00 | -30.2 | -85.8 | 0 | 0 | 276.3 | 296 | 289.4 | 2.1 | 0
20:00 | -39.2 | -72.7 | 0 | 0 | 276.1 | 295.8 | 289.6 | 1.8 | 0
21:00 | -47.5 | -57.1 | 0 | 0 | 276.1 | 295.9 | 289.1 | 1.5 | 0
22:00 | -54.2 | -37.6 | 0 | 0 | 276 | 295.7 | 289.6 | 1.9 | 0
23:00 | -58.1 | -13.3 | 0 | 0 | 275.9 | 296.1 | 289.4 | 1.7 | 0
February
| solar | solar | direct | diffuse | outdoor | indoor | window | heating | blinds
| altitude | azimuth | radiation | radiation | temp. | temp. | temp. | load | closed
| (degrees) | (degrees) | (W-h/m2) | (W-h/m2) | (K) | (K) | (K) | (W-h/m2) | (% time)
midnight | -50.4 | 11.4 | 0 | 0 | 275.4 | 294.1 | 288 | 116.1 | 0
1:00 | -46.9 | 33 | 0 | 0 | 275.3 | 294.1 | 288 | 110.7 | 0
2:00 | -40.8 | 51.4 | 0 | 0 | 275.2 | 294.1 | 288 | 114.9 | 0
3:00 | -32.9 | 66.9 | 0 | 0 | 275.2 | 294.1 | 288 | 121.5 | 0
4:00 | -24.2 | 80.2 | 0 | 0 | 275.2 | 294.1 | 288 | 123.5 | 0
5:00 | -15.1 | 92.3 | 0 | 0 | 275.1 | 294.1 | 287.9 | 128.1 | 0
6:00 | -6.1 | 104 | 0 | 0 | 275.1 | 294.1 | 287.9 | 127.9 | 0
7:00 | 2.4 | 115.9 | 0 | 2.3 | 275.1 | 294.1 | 288 | 131.5 | 0
8:00 | 10.1 | 128.3 | 0 | 20.6 | 275.5 | 295.9 | 290 | 1.1 | 0
9:00 | 16.5 | 141.8 | 0 | 40.4 | 276.1 | 296.2 | 289.7 | 2.2 | 0
10:00 | 21.2 | 156.4 | 0 | 55.1 | 276.7 | 295.9 | 290.2 | 2.9 | 0
11:00 | 23.7 | 172 | 0 | 60.6 | 277.3 | 296.3 | 290.3 | 2.6 | 0
noon | 23.7 | -172 | 0 | 65.1 | 277.9 | 295.8 | 290.8 | 2.7 | 0
13:00 | 21.2 | -156.4 | 0 | 57 | 278.4 | 295.9 | 290.8 | 2.3 | 0
14:00 | 16.5 | -141.8 | 0 | 53.5 | 278.5 | 296.1 | 290.7 | 2.2 | 0
15:00 | 10.1 | -128.3 | 0 | 36 | 278.3 | 295.9 | 290.6 | 2.2 | 0
16:00 | 2.4 | -115.9 | 0 | 14.5 | 277.7 | 295.8 | 290.2 | 2 | 0
17:00 | -6.1 | -104 | 0 | 0.3 | 277.1 | 295.8 | 289.8 | 1.5 | 0
18:00 | -15.1 | -92.3 | 0 | 0 | 276.7 | 295.8 | 289.6 | 1.7 | 0
19:00 | -24.2 | -80.2 | 0 | 0 | 276.3 | 296.2 | 289.5 | 1.6 | 0
20:00 | -32.9 | -66.9 | 0 | 0 | 276 | 296.3 | 289.5 | 1.4 | 0
21:00 | -40.8 | -51.4 | 0 | 0 | 275.7 | 295.7 | 289.1 | 1.9 | 0
22:00 | -46.9 | -33 | 0 | 0 | 275.5 | 296 | 289.2 | 1.3 | 0
23:00 | -50.4 | -11.4 | 0 | 0 | 275.4 | 296.1 | 289.4 | 1.2 | 0
March
| solar | solar | direct | diffuse | outdoor | indoor | window | heating | blinds
| altitude | azimuth | radiation | radiation | temp. | temp. | temp. | load | closed
| (degrees) | (degrees) | (W-h/m2) | (W-h/m2) | (K) | (K) | (K) | (W-h/m2) | (% time)
midnight | -39 | 9.6 | 0 | 0 | 276.9 | 294.1 | 288.5 | 128.1 | 0
1:00 | -36 | 28.2 | 0 | 0 | 276.8 | 294.1 | 288.5 | 131.9 | 0
2:00 | -30.6 | 45 | 0 | 0 | 276.7 | 294.1 | 288.4 | 136.1 | 0
3:00 | -23.4 | 59.7 | 0 | 0 | 276.5 | 294.1 | 288.4 | 128.6 | 0
4:00 | -15 | 72.9 | 0 | 0 | 276.3 | 294.1 | 288.3 | 129.9 | 0
5:00 | -6.1 | 85.2 | 0 | 0 | 276.4 | 294.1 | 288.3 | 124.7 | 0
6:00 | 2.9 | 97.1 | 0 | 4.1 | 276.6 | 294.1 | 288.4 | 117.1 | 0
7:00 | 11.8 | 109.3 | 0 | 24.9 | 276.9 | 294.1 | 288.8 | 113.5 | 0
8:00 | 20 | 122.4 | 0 | 48.1 | 277.4 | 295.8 | 290.3 | 1.3 | 0
9:00 | 27 | 136.9 | 0 | 66.7 | 278 | 296.1 | 290.7 | 1.9 | 0
10:00 | 32.2 | 153.1 | 0 | 85.8 | 278.8 | 296 | 291.2 | 2.1 | 0
11:00 | 35.1 | 170.8 | 0 | 100 | 279.8 | 296 | 291.7 | 2.2 | 0
noon | 35.1 | -170.8 | 0 | 101.7 | 280.5 | 295.6 | 291.9 | 2 | 0
13:00 | 32.2 | -153.1 | 0 | 93 | 281.2 | 295.9 | 292.2 | 1.6 | 0
14:00 | 27 | -136.9 | 0 | 79.8 | 281.5 | 296.1 | 291.9 | 1.4 | 0
15:00 | 20 | -122.4 | 0 | 58.9 | 281.4 | 295.9 | 291.7 | 1.7 | 0
16:00 | 11.8 | -109.3 | 0 | 34.5 | 280.9 | 295.8 | 291.5 | 1.4 | 0
17:00 | 2.9 | -97.1 | 0 | 15.4 | 280.1 | 296 | 290.8 | 1.5 | 0
18:00 | -6.1 | -85.2 | 0 | 0 | 279.4 | 295.9 | 290.4 | 1.4 | 0
19:00 | -15 | -72.9 | 0 | 0 | 278.7 | 296.1 | 290.3 | 1.3 | 0
20:00 | -23.4 | -59.7 | 0 | 0 | 278.2 | 296.1 | 290 | 1.8 | 0
21:00 | -30.6 | -45 | 0 | 0 | 277.8 | 295.7 | 289.9 | 2 | 0
22:00 | -36 | -28.2 | 0 | 0 | 277.3 | 295.7 | 289.9 | 1.9 | 0
23:00 | -39 | -9.6 | 0 | 0 | 277.1 | 295.8 | 289.9 | 1.7 | 0
April
| solar | solar | direct | diffuse | outdoor | indoor | window | heating | blinds
| altitude | azimuth | radiation | radiation | temp. | temp. | temp. | load | closed
| (degrees) | (degrees) | (W-h/m2) | (W-h/m2) | (K) | (K) | (K) | (W-h/m2) | (% time)
midnight | -27.1 | 8.3 | 0 | 0 | 278.5 | 294.1 | 289 | 105.2 | 0
1:00 | -24.5 | 24.4 | 0 | 0 | 278.2 | 294.1 | 288.9 | 103.4 | 0
2:00 | -19.7 | 39.5 | 0 | 0 | 278 | 294.1 | 288.9 | 105 | 0
3:00 | -13.1 | 53.3 | 0 | 0 | 277.7 | 294.1 | 288.8 | 107.1 | 0
4:00 | -5.2 | 66 | 0 | 0 | 277.4 | 294.1 | 288.7 | 106.1 | 0
5:00 | 3.4 | 78 | 3 | 8 | 277.6 | 294.1 | 288.8 | 104.8 | 0
6:00 | 12.4 | 89.8 | 0.4 | 33.9 | 278.1 | 294.1 | 289.2 | 107.6 | 0
7:00 | 21.5 | 102 | 0 | 60.7 | 278.8 | 294.1 | 289.8 | 103.8 | 0
8:00 | 30.1 | 115.3 | 0 | 79.7 | 279.5 | 295.7 | 291.4 | 1.9 | 0
9:00 | 37.7 | 130.6 | 0 | 102.3 | 280.6 | 295.8 | 291.9 | 2.1 | 0
10:00 | 43.7 | 148.5 | 0 | 121.4 | 281.5 | 296 | 292.5 | 2.1 | 0
11:00 | 47 | 169.1 | 0 | 133.9 | 282.5 | 296.1 | 292.8 | 1.8 | 0
noon | 47 | -169.1 | 0 | 135.6 | 283.5 | 296.2 | 293.2 | 1.5 | 0
13:00 | 43.7 | -148.5 | 0 | 127.4 | 284.2 | 296.1 | 293.5 | 1.2 | 0
14:00 | 37.7 | -130.6 | 0 | 116.3 | 284.7 | 296.4 | 293.4 | 1 | 0
15:00 | 30.1 | -115.3 | 0 | 86.8 | 285 | 296 | 293.4 | 0.8 | 0
16:00 | 21.5 | -102 | 0 | 66.8 | 284.7 | 296.3 | 293 | 0.8 | 0
17:00 | 12.4 | -89.8 | 0.5 | 41.3 | 283.9 | 295.8 | 292.4 | 1.1 | 0
18:00 | 3.4 | -78 | 12.3 | 16.4 | 283 | 295.9 | 291.8 | 0.9 | 0
19:00 | -5.2 | -66 | 0 | 0 | 282 | 295.9 | 291.4 | 0.9 | 0
20:00 | -13.1 | -53.3 | 0 | 0 | 281 | 296.1 | 291.1 | 0.9 | 0
21:00 | -19.7 | -39.5 | 0 | 0 | 280 | 295.7 | 290.7 | 1.4 | 0
22:00 | -24.5 | -24.4 | 0 | 0 | 279.3 | 295.9 | 290.7 | 1.2 | 0
23:00 | -27.1 | -8.3 | 0 | 0 | 278.6 | 296 | 290.4 | 1.4 | 0
May
| solar | solar | direct | diffuse | outdoor | indoor | window | heating | blinds
| altitude | azimuth | radiation | radiation | temp. | temp. | temp. | load | closed
| (degrees) | (degrees) | (W-h/m2) | (W-h/m2) | (K) | (K) | (K) | (W-h/m2) | (% time)
midnight | -17.9 | 7.4 | 0 | 0 | 281 | 294.1 | 289.8 | 75.3 | 0
1:00 | -15.5 | 22 | 0 | 0 | 280.8 | 294.1 | 289.7 | 76.1 | 0
2:00 | -11.1 | 35.8 | 0 | 0 | 280.5 | 294.1 | 289.7 | 76.6 | 0
3:00 | -5 | 48.7 | 0 | 0 | 280.2 | 294.1 | 289.5 | 75.3 | 0
4:00 | 2.4 | 60.8 | 12.8 | 10.9 | 280.2 | 294.1 | 289.8 | 77 | 0
5:00 | 10.7 | 72.3 | 41.5 | 40.6 | 280.5 | 294.1 | 290.5 | 75.7 | 0
6:00 | 19.6 | 83.7 | 18 | 62.9 | 280.9 | 294.1 | 290.6 | 75.8 | 0
7:00 | 28.7 | 95.6 | 0 | 84.8 | 281.8 | 294.1 | 291 | 67 | 0
8:00 | 37.6 | 108.8 | 0 | 101.3 | 282.7 | 296 | 292.9 | 0.9 | 0
9:00 | 45.8 | 124.4 | 0 | 131.7 | 283.7 | 296 | 293.4 | 1.1 | 0
10:00 | 52.4 | 143.6 | 0 | 145.9 | 284.8 | 296.1 | 293.9 | 0.9 | 0
11:00 | 56.2 | 167.2 | 0 | 152.2 | 285.8 | 295.9 | 294.5 | 0.4 | 0
noon | 56.2 | -167.2 | 0 | 145.7 | 286.8 | 296 | 294.6 | 0.5 | 0
13:00 | 52.4 | -143.6 | 0 | 137.1 | 287.6 | 296.6 | 294.9 | 0.3 | 0
14:00 | 45.8 | -124.4 | 0 | 134.2 | 288 | 296.3 | 294.9 | 0.4 | 0
15:00 | 37.6 | -108.8 | 0 | 116.3 | 288 | 296.2 | 294.8 | 0.3 | 0
16:00 | 28.7 | -95.6 | 0 | 97.6 | 287.9 | 296.1 | 294.5 | 0.3 | 0
17:00 | 19.6 | -83.7 | 19 | 74.3 | 287.3 | 296.2 | 294.1 | 0.3 | 0
18:00 | 10.7 | -72.3 | 47.9 | 48.7 | 286.3 | 296.2 | 293.9 | 0.3 | 0
19:00 | 2.4 | -60.8 | 25.2 | 18.1 | 285.1 | 296 | 293.1 | 0.3 | 0
20:00 | -5 | -48.7 | 0 | 0 | 284 | 296.1 | 292.3 | 0.3 | 0
21:00 | -11.1 | -35.8 | 0 | 0 | 283.1 | 296.1 | 291.9 | 0.5 | 0
22:00 | -15.5 | -22 | 0 | 0 | 282.3 | 296.2 | 291.6 | 0.6 | 0
23:00 | -17.9 | -7.4 | 0 | 0 | 281.5 | 296.1 | 291.3 | 0.7 | 0
June
| solar | solar | direct | diffuse | outdoor | indoor | window | heating | blinds
| altitude | azimuth | radiation | radiation | temp. | temp. | temp. | load | closed
| (degrees) | (degrees) | (W-h/m2) | (W-h/m2) | (K) | (K) | (K) | (W-h/m2) | (% time)
midnight | -13.8 | 7 | 0 | 0 | 284.5 | 294.1 | 290.9 | 42.6 | 0
1:00 | -11.6 | 21 | 0 | 0 | 284.2 | 294.1 | 290.9 | 41.6 | 0
2:00 | -7.3 | 34.3 | 0 | 0 | 283.9 | 294.1 | 290.7 | 38.3 | 0
3:00 | -1.4 | 46.7 | 0 | 0 | 283.6 | 294.1 | 290.6 | 37.3 | 0
4:00 | 5.8 | 58.4 | 47 | 27.4 | 283.7 | 294.2 | 291.6 | 38.2 | 0
5:00 | 14 | 69.7 | 54.6 | 52.4 | 284.2 | 294.3 | 292.1 | 37.8 | 0
6:00 | 22.8 | 80.8 | 26.7 | 76.8 | 284.6 | 294.4 | 292.1 | 38.8 | 0
7:00 | 31.9 | 92.5 | 0 | 90.6 | 285.2 | 294.3 | 292.3 | 37.4 | 0
8:00 | 40.9 | 105.5 | 0 | 104.6 | 286.2 | 296.3 | 294.1 | 0.3 | 0
9:00 | 49.2 | 121 | 0 | 130.5 | 287.2 | 296.3 | 294.6 | 0.3 | 0
10:00 | 56.1 | 140.8 | 0 | 140.9 | 288.1 | 296.4 | 295.1 | 0.2 | 0
11:00 | 60.2 | 166 | 0 | 149.1 | 289.1 | 297.1 | 295.8 | 0.2 | 0
noon | 60.2 | -166 | 0 | 150.4 | 290 | 297.4 | 296.4 | 0.1 | 0
13:00 | 56.1 | -140.8 | 0 | 149.6 | 290.6 | 297.4 | 296.9 | 0 | 0
14:00 | 49.2 | -121 | 0 | 133.5 | 291 | 297.4 | 296.7 | 0.1 | 0
15:00 | 40.9 | -105.5 | 0 | 111.8 | 291.1 | 297.4 | 296.4 | 0 | 0
16:00 | 31.9 | -92.5 | 0 | 113.1 | 290.9 | 297.3 | 296.2 | 0 | 0
17:00 | 22.8 | -80.8 | 25.1 | 93.4 | 290.2 | 296.7 | 295.9 | 0.2 | 0
18:00 | 14 | -69.7 | 50.8 | 67.2 | 289.3 | 296.7 | 295.4 | 0.2 | 0
19:00 | 5.8 | -58.4 | 47.8 | 41 | 288.3 | 296.6 | 294.7 | 0.3 | 0
20:00 | -1.4 | -46.7 | 0 | 0 | 287.4 | 296.4 | 293.3 | 0.2 | 0
21:00 | -7.3 | -34.3 | 0 | 0 | 286.4 | 296.1 | 292.9 | 0.2 | 0
22:00 | -11.6 | -21 | 0 | 0 | 285.7 | 296 | 292.8 | 0.3 | 0
23:00 | -13.8 | -7 | 0 | 0 | 284.8 | 296.1 | 292.3 | 0.3 | 0
July
| solar | solar | direct | diffuse | outdoor | indoor | window | heating | blinds
| altitude | azimuth | radiation | radiation | temp. | temp. | temp. | load | closed
| (degrees) | (degrees) | (W-h/m2) | (W-h/m2) | (K) | (K) | (K) | (W-h/m2) | (% time)
midnight | -15.9 | 7.2 | 0 | 0 | 286.4 | 295 | 292.3 | 15.7 | 0
1:00 | -13.7 | 21.5 | 0 | 0 | 286.1 | 294.5 | 291.8 | 19.2 | 0
2:00 | -9.3 | 35.1 | 0 | 0 | 285.6 | 294.3 | 291.4 | 19.6 | 0
3:00 | -3.3 | 47.8 | 0 | 0 | 285.3 | 294.1 | 291.2 | 18.1 | 0
4:00 | 4 | 59.7 | 7.4 | 13.9 | 285.5 | 294.2 | 291.5 | 18.9 | 0
5:00 | 12.3 | 71 | 22.1 | 43.4 | 285.8 | 294.7 | 292.4 | 16.4 | 0
6:00 | 21.1 | 82.3 | 12.9 | 72.5 | 286.4 | 295.2 | 293.1 | 16.5 | 0
7:00 | 30.2 | 94.1 | 0 | 90.2 | 286.8 | 295.7 | 293.7 | 14.4 | 0
8:00 | 39.2 | 107.3 | 0 | 107.5 | 287.6 | 297.2 | 295.1 | 0.1 | 0
9:00 | 47.4 | 122.8 | 0 | 130 | 288.7 | 297.3 | 295.9 | 0 | 0
10:00 | 54.2 | 142.4 | 0 | 152.9 | 289.7 | 297.2 | 296.5 | 0 | 0
11:00 | 58.1 | 166.6 | 0 | 166.1 | 290.7 | 297.5 | 297 | 0 | 0
noon | 58.1 | -166.6 | 0 | 174.3 | 291.7 | 297.7 | 297.5 | 0 | 0
13:00 | 54.2 | -142.4 | 0 | 161.4 | 292.5 | 297.8 | 297.7 | 0 | 0
14:00 | 47.4 | -122.8 | 0 | 145.3 | 292.9 | 297.5 | 297.6 | 0 | 0
15:00 | 39.2 | -107.3 | 0 | 120.5 | 293 | 297.5 | 297.2 | 0 | 0
16:00 | 30.2 | -94.1 | 0 | 114.7 | 292.8 | 297.4 | 297.2 | 0 | 0
17:00 | 21.1 | -82.3 | 18.9 | 91.1 | 292.4 | 297.4 | 296.9 | 0 | 0
18:00 | 12.3 | -71 | 59.5 | 68.5 | 291.5 | 297.5 | 296.7 | 0 | 0
19:00 | 4 | -59.7 | 57.7 | 35.1 | 290.4 | 297.3 | 296.1 | 0 | 0
20:00 | -3.3 | -47.8 | 0 | 0 | 289.3 | 297.1 | 294.4 | 0 | 0
21:00 | -9.3 | -35.1 | 0 | 0 | 288.4 | 297.2 | 294.2 | 0 | 0
22:00 | -13.7 | -21.5 | 0 | 0 | 287.5 | 297 | 293.8 | 0.1 | 0
23:00 | -15.9 | -7.2 | 0 | 0 | 286.8 | 296.8 | 293.8 | 0 | 0
August
| solar | solar | direct | diffuse | outdoor | indoor | window | heating | blinds
| altitude | azimuth | radiation | radiation | temp. | temp. | temp. | load | closed
| (degrees) | (degrees) | (W-h/m2) | (W-h/m2) | (K) | (K) | (K) | (W-h/m2) | (% time)
midnight | -23.7 | 7.9 | 0 | 0 | 286.4 | 294.7 | 292 | 13.7 | 0
1:00 | -21.3 | 23.5 | 0 | 0 | 286 | 294.4 | 291.7 | 15.1 | 0
2:00 | -16.6 | 38.1 | 0 | 0 | 285.9 | 294.2 | 291.5 | 16.8 | 0
3:00 | -10.1 | 51.6 | 0 | 0 | 285.4 | 294.2 | 291.3 | 18 | 0
4:00 | -2.4 | 64.1 | 0 | 0 | 285.1 | 294.1 | 291.2 | 20.3 | 0
5:00 | 6 | 75.9 | 12.7 | 19 | 285.3 | 294.3 | 291.6 | 19 | 0
6:00 | 15.1 | 87.6 | 5.8 | 45.6 | 285.9 | 294.7 | 292.2 | 17.7 | 0
7:00 | 24.2 | 99.7 | 0 | 76 | 286.5 | 295.4 | 293.1 | 17.7 | 0
8:00 | 32.9 | 113.1 | 0 | 96.4 | 287.3 | 296.6 | 294.8 | 0 | 0
9:00 | 40.7 | 128.5 | 0 | 119 | 288.2 | 297 | 295.4 | 0 | 0
10:00 | 46.9 | 146.9 | 0 | 144.3 | 289.3 | 296.9 | 295.9 | 0 | 0
11:00 | 50.3 | 168.5 | 0 | 156.9 | 290.4 | 297.2 | 296.6 | 0 | 0
noon | 50.3 | -168.5 | 0 | 169.1 | 291.3 | 297.4 | 297.1 | 0 | 0
13:00 | 46.9 | -146.9 | 0 | 150.2 | 292 | 297.6 | 297.4 | 0 | 0
14:00 | 40.7 | -128.5 | 0 | 130.8 | 292.5 | 297.6 | 297.4 | 0 | 0
15:00 | 32.9 | -113.1 | 0 | 103.7 | 292.6 | 297.5 | 297.1 | 0 | 0
16:00 | 24.2 | -99.7 | 0 | 76.7 | 292.2 | 297.4 | 296.6 | 0 | 0
17:00 | 15.1 | -87.6 | 6.3 | 56.4 | 291.7 | 297.4 | 296.1 | 0 | 0
18:00 | 6 | -75.9 | 24.9 | 35.1 | 290.9 | 297.6 | 295.8 | 0 | 0
19:00 | -2.4 | -64.1 | 0 | 6 | 289.9 | 296.9 | 294.9 | 0 | 0
20:00 | -10.1 | -51.6 | 0 | 0 | 289 | 297 | 294.3 | 0 | 0
21:00 | -16.6 | -38.1 | 0 | 0 | 288.1 | 296.9 | 294.1 | 0 | 0
22:00 | -21.3 | -23.5 | 0 | 0 | 287.3 | 296.8 | 293.6 | 0 | 0
23:00 | -23.7 | -7.9 | 0 | 0 | 286.6 | 296.8 | 293.4 | 0 | 0
September
| solar | solar | direct | diffuse | outdoor | indoor | window | heating | blinds
| altitude | azimuth | radiation | radiation | temp. | temp. | temp. | load | closed
| (degrees) | (degrees) | (W-h/m2) | (W-h/m2) | (K) | (K) | (K) | (W-h/m2) | (% time)
midnight | -35.1 | 9.1 | 0 | 0 | 284.9 | 294.8 | 291.6 | 42.4 | 0
1:00 | -32.3 | 26.9 | 0 | 0 | 284.8 | 294.5 | 291.3 | 42.6 | 0
2:00 | -27.1 | 43.1 | 0 | 0 | 284.5 | 294.3 | 291.1 | 42.1 | 0
3:00 | -20 | 57.5 | 0 | 0 | 284.3 | 294.2 | 291 | 41.6 | 0
4:00 | -11.8 | 70.6 | 0 | 0 | 284.1 | 294.2 | 290.9 | 42.3 | 0
5:00 | -3 | 82.8 | 0 | 0.3 | 284 | 294.1 | 290.8 | 44.4 | 0
6:00 | 6 | 94.7 | 0 | 19.9 | 284.3 | 294.2 | 291.1 | 42.1 | 0
7:00 | 15 | 107 | 0 | 44.4 | 284.7 | 294.5 | 291.7 | 37.1 | 0
8:00 | 23.3 | 120.2 | 0 | 67.9 | 285.4 | 297 | 293.6 | 0.4 | 0
9:00 | 30.6 | 135 | 0 | 89.9 | 286.1 | 296.9 | 294.1 | 0.5 | 0
10:00 | 36 | 151.7 | 0 | 104.9 | 286.8 | 297 | 294.6 | 0.3 | 0
11:00 | 39 | 170.3 | 0 | 105.9 | 287.6 | 296.8 | 294.8 | 0.3 | 0
noon | 39 | -170.3 | 0 | 104.9 | 288.3 | 296.8 | 295.2 | 0.2 | 0
13:00 | 36 | -151.7 | 0 | 101.4 | 288.9 | 297.1 | 295.4 | 0.2 | 0
14:00 | 30.6 | -135 | 0 | 92.6 | 289.4 | 296.9 | 295.6 | 0.1 | 0
15:00 | 23.3 | -120.2 | 0 | 73.2 | 289.5 | 297 | 295.5 | 0.2 | 0
16:00 | 15 | -107 | 0 | 44.6 | 289.3 | 296.8 | 295.1 | 0 | 0
17:00 | 6 | -94.7 | 0 | 23.9 | 288.6 | 296.8 | 294.4 | 0.1 | 0
18:00 | -3 | -82.8 | 0 | 2.4 | 287.8 | 296.9 | 293.7 | 0.1 | 0
19:00 | -11.8 | -70.6 | 0 | 0 | 287.1 | 296.8 | 293.5 | 0.3 | 0
20:00 | -20 | -57.5 | 0 | 0 | 286.5 | 296.7 | 293.2 | 0.4 | 0
21:00 | -27.1 | -43.1 | 0 | 0 | 285.9 | 296.9 | 293 | 0.4 | 0
22:00 | -32.3 | -26.9 | 0 | 0 | 285.3 | 296.5 | 292.8 | 0.5 | 0
23:00 | -35.1 | -9.1 | 0 | 0 | 285 | 296.5 | 292.8 | 0.5 | 0
October
| solar | solar | direct | diffuse | outdoor | indoor | window | heating | blinds
| altitude | azimuth | radiation | radiation | temp. | temp. | temp. | load | closed
| (degrees) | (degrees) | (W-h/m2) | (W-h/m2) | (K) | (K) | (K) | (W-h/m2) | (% time)
midnight | -47 | 10.8 | 0 | 0 | 282.1 | 294.2 | 290.3 | 57.8 | 0
1:00 | -43.7 | 31.4 | 0 | 0 | 282.1 | 294.1 | 290.2 | 57 | 0
2:00 | -37.8 | 49.3 | 0 | 0 | 282 | 294.1 | 290.1 | 58.4 | 0
3:00 | -30.1 | 64.6 | 0 | 0 | 281.8 | 294.1 | 290.1 | 59.4 | 0
4:00 | -21.5 | 78 | 0 | 0 | 281.8 | 294.1 | 290.1 | 60.8 | 0
5:00 | -12.4 | 90.2 | 0 | 0 | 281.7 | 294.1 | 290 | 65.6 | 0
6:00 | -3.4 | 102 | 0 | 0.8 | 281.8 | 294.1 | 290.1 | 66.3 | 0
7:00 | 5.2 | 114 | 0 | 16.8 | 282.2 | 294.1 | 290.4 | 64.8 | 0
8:00 | 13 | 126.6 | 0 | 37.6 | 282.6 | 295.9 | 292 | 0.6 | 0
9:00 | 19.7 | 140.4 | 0 | 61.3 | 283.3 | 296.1 | 292.4 | 0.8 | 0
10:00 | 24.5 | 155.5 | 0 | 70.4 | 283.9 | 296.1 | 292.8 | 0.9 | 0
11:00 | 27.1 | 171.7 | 0 | 81.3 | 284.6 | 295.8 | 293.2 | 0.8 | 0
noon | 27.1 | -171.7 | 0 | 79 | 285.1 | 295.9 | 293.3 | 0.8 | 0
13:00 | 24.5 | -155.5 | 0 | 65.6 | 285.4 | 296.3 | 293.3 | 0.6 | 0
14:00 | 19.7 | -140.4 | 0 | 49.7 | 285.5 | 295.9 | 293.4 | 0.7 | 0
15:00 | 13 | -126.6 | 0 | 33.4 | 285.3 | 296.1 | 292.9 | 0.5 | 0
16:00 | 5.2 | -114 | 0 | 14.6 | 284.7 | 296.1 | 292.5 | 0.5 | 0
17:00 | -3.4 | -102 | 0 | 0.4 | 284.1 | 296.1 | 292.1 | 0.6 | 0
18:00 | -12.4 | -90.2 | 0 | 0 | 283.5 | 296 | 292.1 | 0.6 | 0
19:00 | -21.5 | -78 | 0 | 0 | 283.1 | 296.2 | 291.8 | 0.5 | 0
20:00 | -30.1 | -64.6 | 0 | 0 | 282.8 | 295.8 | 291.8 | 0.5 | 0
21:00 | -37.8 | -49.3 | 0 | 0 | 282.5 | 296 | 291.6 | 0.6 | 0
22:00 | -43.7 | -31.4 | 0 | 0 | 282.4 | 296.3 | 291.5 | 0.5 | 0
23:00 | -47 | -10.8 | 0 | 0 | 282.2 | 296.1 | 291.4 | 0.5 | 0
November
| solar | solar | direct | diffuse | outdoor | indoor | window | heating | blinds
| altitude | azimuth | radiation | radiation | temp. | temp. | temp. | load | closed
| (degrees) | (degrees) | (W-h/m2) | (W-h/m2) | (K) | (K) | (K) | (W-h/m2) | (% time)
midnight | -56.2 | 12.8 | 0 | 0 | 278.9 | 294.1 | 289.1 | 103.5 | 0
1:00 | -52.4 | 36.3 | 0 | 0 | 278.8 | 294.1 | 289.1 | 104.2 | 0
2:00 | -45.8 | 55.6 | 0 | 0 | 278.6 | 294.1 | 289.1 | 110.4 | 0
3:00 | -37.7 | 71.1 | 0 | 0 | 278.5 | 294.1 | 289 | 106.8 | 0
4:00 | -28.8 | 84.3 | 0 | 0 | 278.4 | 294.1 | 289 | 102.7 | 0
5:00 | -19.7 | 96.2 | 0 | 0 | 278.4 | 294.1 | 289 | 106.2 | 0
6:00 | -10.7 | 107.7 | 0 | 0 | 278.3 | 294.1 | 289 | 106.5 | 0
7:00 | -2.4 | 119.2 | 0 | 1 | 278.2 | 294.1 | 288.9 | 107.1 | 0
8:00 | 5 | 131.2 | 0 | 16 | 278.4 | 296 | 290.7 | 0.4 | 0
9:00 | 11.1 | 144.1 | 0 | 30.1 | 278.8 | 296.4 | 290.6 | 1.7 | 0
10:00 | 15.5 | 157.9 | 0 | 45.9 | 279.2 | 295.8 | 291.1 | 2.1 | 0
11:00 | 17.8 | 172.5 | 0 | 57.8 | 279.7 | 295.9 | 291.2 | 1.4 | 0
noon | 17.8 | -172.5 | 0 | 55.3 | 280.1 | 296 | 291.2 | 1.5 | 0
13:00 | 15.5 | -157.9 | 0 | 47.3 | 280.3 | 296 | 291.4 | 1.6 | 0
14:00 | 11.1 | -144.1 | 0 | 30.2 | 280.4 | 296.3 | 291.2 | 1.3 | 0
15:00 | 5 | -131.2 | 0 | 12.9 | 280.2 | 296.1 | 290.9 | 1.3 | 0
16:00 | -2.4 | -119.2 | 0 | 0 | 280 | 295.9 | 290.6 | 1.3 | 0
17:00 | -10.7 | -107.7 | 0 | 0 | 279.7 | 296 | 290.8 | 0.8 | 0
18:00 | -19.7 | -96.2 | 0 | 0 | 279.6 | 296.1 | 290.6 | 1.1 | 0
19:00 | -28.8 | -84.3 | 0 | 0 | 279.4 | 295.8 | 290.5 | 1.1 | 0
20:00 | -37.7 | -71.1 | 0 | 0 | 279.4 | 296 | 290.6 | 1 | 0
21:00 | -45.8 | -55.6 | 0 | 0 | 279.2 | 296 | 290.3 | 1.1 | 0
22:00 | -52.4 | -36.3 | 0 | 0 | 279 | 295.8 | 290.3 | 1.3 | 0
23:00 | -56.2 | -12.8 | 0 | 0 | 278.8 | 296.1 | 290.6 | 0.8 | 0
December
| solar | solar | direct | diffuse | outdoor | indoor | window | heating | blinds
| altitude | azimuth | radiation | radiation | temp. | temp. | temp. | load | closed
| (degrees) | (degrees) | (W-h/m2) | (W-h/m2) | (K) | (K) | (K) | (W-h/m2) | (% time)
midnight | -60.2 | 13.9 | 0 | 0 | 276.9 | 294.1 | 288.5 | 108.4 | 0
1:00 | -56.1 | 39.1 | 0 | 0 | 276.8 | 294.1 | 288.5 | 112.3 | 0
2:00 | -49.2 | 58.9 | 0 | 0 | 276.8 | 294.1 | 288.5 | 112.6 | 0
3:00 | -40.9 | 74.4 | 0 | 0 | 276.8 | 294.1 | 288.5 | 112.6 | 0
4:00 | -31.9 | 87.4 | 0 | 0 | 276.9 | 294.1 | 288.5 | 110 | 0
5:00 | -22.8 | 99.1 | 0 | 0 | 277 | 294.1 | 288.5 | 113 | 0
6:00 | -14 | 110.2 | 0 | 0 | 276.9 | 294.1 | 288.5 | 110.2 | 0
7:00 | -5.8 | 121.5 | 0 | 0 | 276.9 | 294.1 | 288.5 | 107.4 | 0
8:00 | 1.4 | 133.2 | 0 | 1.8 | 277.1 | 296.6 | 290.1 | 0.1 | 0
9:00 | 7.3 | 145.7 | 0 | 14.9 | 277.3 | 296 | 290.2 | 2.1 | 0
10:00 | 11.6 | 158.9 | 0 | 28.6 | 277.7 | 295.7 | 290.3 | 2.2 | 0
11:00 | 13.8 | 172.9 | 0 | 36.8 | 277.9 | 296.1 | 290.3 | 1.7 | 0
noon | 13.8 | -172.9 | 0 | 37.9 | 278.2 | 295.8 | 290.6 | 2.1 | 0
13:00 | 11.6 | -158.9 | 0 | 29 | 278.4 | 296 | 290.3 | 1.6 | 0
14:00 | 7.3 | -145.7 | 0 | 18.1 | 278.3 | 295.6 | 290.4 | 1.7 | 0
15:00 | 1.4 | -133.2 | 0 | 4.7 | 278.2 | 295.6 | 290.2 | 1.3 | 0
16:00 | -5.8 | -121.5 | 0 | 0 | 277.8 | 295.6 | 290.3 | 1.3 | 0
17:00 | -14 | -110.2 | 0 | 0 | 277.7 | 296.2 | 290 | 1.1 | 0
18:00 | -22.8 | -99.1 | 0 | 0 | 277.5 | 295.9 | 289.9 | 1.7 | 0
19:00 | -31.9 | -87.4 | 0 | 0 | 277.5 | 295.8 | 289.9 | 1.5 | 0
20:00 | -40.9 | -74.4 | 0 | 0 | 277.3 | 295.9 | 290 | 1.1 | 0
21:00 | -49.2 | -58.9 | 0 | 0 | 277.1 | 296.2 | 289.9 | 1.1 | 0
22:00 | -56.1 | -39.1 | 0 | 0 | 277.1 | 295.9 | 289.6 | 1.6 | 0
23:00 | -60.2 | -13.9 | 0 | 0 | 277 | 296 | 289.6 | 1.4 | 0

## Sheet54
Scenario Two (yellow)
Tue Dec 03 2019 23:26:13 GMT+0000 (Greenwich Mean Time)
Setup Information:
Building
Location | UK - London
Building length, side A | N/A
Building length, side B | N/A
Simulation Type
Simulation Type | one_sided
Window Description
Typology | dgu_nb
Glazing Type | clear
Window Area | 54%
Wall Description
Insulation R-Value | 99999999.9 m2-K/W
Occupancy
Type | Low-rise Residential
Occupancy Load | 0.000 people per m2
Lighting Requirements | 400 lux
Equipment Load | 0.00 W/m2
Room Ventilation
Air Change Rate per Occupant | 15.0 liters / sec per person
Total Air Change Rate | 0.0 roomfuls per hour
Lighting Control
Lighting Control | lights do not respond to daylight: all lights fully on while building is occupied
Representative Room
Orientation | north
Room Depth | 27 m
Room Width | 5 m
Room Height | 2.2 m
Thermal Mass
Thermal Mass | none
Overhang
Overhang Depth | 0 m
Roof
Roof Type | adiabatic roof
Simulation Results:
Primary Energy Use and CO2 Emissions
| heating | cooling | lighting | total | CO2
| energy | energy | energy | energy | emissions
| (kWh/m2) | (kWh/m2) | (kWh/m2) | (kWh/m2) | (kg/m2)
January | 33.7 | 0 | 7.3 | 41 | 8.2
February | 28.1 | 0 | 6.6 | 34.7 | 6.9
March | 32.2 | 0 | 7.3 | 39.5 | 7.9
April | 25.9 | 0 | 7.1 | 33 | 6.6
May | 18.8 | 0 | 7.3 | 26.1 | 5.2
June | 9.4 | 0 | 7.1 | 16.5 | 3.3
July | 4.3 | 0 | 7.3 | 11.6 | 2.3
August | 4.3 | 0 | 7.3 | 11.6 | 2.3
September | 10.2 | 0 | 7.1 | 17.3 | 3.5
October | 15.5 | 0 | 7.3 | 22.8 | 4.6
November | 26 | 0 | 7.1 | 33.1 | 6.6
December | 28.2 | 0 | 7.3 | 35.5 | 7.1
Total | 236.6 | 0 | 86.1 | 322.7 | 64.5 | yearly energy
January
| solar | solar | direct | diffuse | outdoor | indoor | window | heating | blinds
| altitude | azimuth | radiation | radiation | temp. | temp. | temp. | load | closed
| (degrees) | (degrees) | (W-h/m2) | (W-h/m2) | (K) | (K) | (K) | (W-h/m2) | (% time)
midnight | -58.1 | 13.3 | 0 | 0 | 275.9 | 294.1 | 288.2 | 136 | 0
1:00 | -54.2 | 37.6 | 0 | 0 | 275.8 | 294.1 | 288.2 | 135.3 | 0
2:00 | -47.5 | 57.1 | 0 | 0 | 275.8 | 294.1 | 288.2 | 133.7 | 0
3:00 | -39.2 | 72.7 | 0 | 0 | 275.7 | 294.1 | 288.1 | 129.6 | 0
4:00 | -30.2 | 85.8 | 0 | 0 | 275.6 | 294.1 | 288.1 | 132.3 | 0
5:00 | -21.1 | 97.6 | 0 | 0 | 275.6 | 294.1 | 288.1 | 132.1 | 0
6:00 | -12.3 | 108.9 | 0 | 0 | 275.5 | 294.1 | 288.1 | 129.8 | 0
7:00 | -4 | 120.3 | 0 | 0 | 275.5 | 294.1 | 288.1 | 128.6 | 0
8:00 | 3.3 | 132.2 | 0 | 5.1 | 275.7 | 296.5 | 289.7 | 0.3 | 0
9:00 | 9.3 | 144.9 | 0 | 20.2 | 276.1 | 296.1 | 289.6 | 2.4 | 0
10:00 | 13.6 | 158.4 | 0 | 34.6 | 276.5 | 295.8 | 290 | 2.5 | 0
11:00 | 15.9 | 172.7 | 0 | 40.5 | 276.7 | 296.1 | 289.9 | 1.8 | 0
noon | 15.9 | -172.7 | 0 | 42.7 | 277.2 | 295.8 | 290.4 | 2.4 | 0
13:00 | 13.6 | -158.4 | 0 | 38.1 | 277.6 | 295.6 | 290.3 | 2.2 | 0
14:00 | 9.3 | -144.9 | 0 | 26.7 | 277.5 | 295.6 | 290.1 | 2.2 | 0
15:00 | 3.3 | -132.2 | 0 | 13.2 | 277.3 | 295.9 | 289.9 | 1.5 | 0
16:00 | -4 | -120.3 | 0 | 0.6 | 277 | 296 | 289.7 | 1.4 | 0
17:00 | -12.3 | -108.9 | 0 | 0 | 276.8 | 296 | 289.6 | 2.1 | 0
18:00 | -21.1 | -97.6 | 0 | 0 | 276.5 | 296.2 | 289.6 | 1.4 | 0
19:00 | -30.2 | -85.8 | 0 | 0 | 276.3 | 295.8 | 289.4 | 2.3 | 0
20:00 | -39.2 | -72.7 | 0 | 0 | 276.1 | 295.9 | 289.3 | 1.3 | 0
21:00 | -47.5 | -57.1 | 0 | 0 | 276.1 | 295.6 | 289.5 | 1.6 | 0
22:00 | -54.2 | -37.6 | 0 | 0 | 276 | 296.1 | 289.4 | 1.8 | 0
23:00 | -58.1 | -13.3 | 0 | 0 | 275.9 | 295.6 | 289.4 | 1.8 | 0
February
| solar | solar | direct | diffuse | outdoor | indoor | window | heating | blinds
| altitude | azimuth | radiation | radiation | temp. | temp. | temp. | load | closed
| (degrees) | (degrees) | (W-h/m2) | (W-h/m2) | (K) | (K) | (K) | (W-h/m2) | (% time)
midnight | -50.4 | 11.4 | 0 | 0 | 275.4 | 294.1 | 288 | 116.3 | 0
1:00 | -46.9 | 33 | 0 | 0 | 275.3 | 294.1 | 288 | 110.8 | 0
2:00 | -40.8 | 51.4 | 0 | 0 | 275.2 | 294.1 | 288 | 114.9 | 0
3:00 | -32.9 | 66.9 | 0 | 0 | 275.2 | 294.1 | 288 | 121.5 | 0
4:00 | -24.2 | 80.2 | 0 | 0 | 275.2 | 294.1 | 288 | 123.5 | 0
5:00 | -15.1 | 92.3 | 0 | 0 | 275.1 | 294.1 | 287.9 | 128.1 | 0
6:00 | -6.1 | 104 | 0 | 0 | 275.1 | 294.1 | 287.9 | 127.9 | 0
7:00 | 2.4 | 115.9 | 0 | 2.3 | 275.1 | 294.1 | 288 | 131.6 | 0
8:00 | 10.1 | 128.3 | 0 | 20.6 | 275.5 | 296 | 290 | 1 | 0
9:00 | 16.5 | 141.8 | 0 | 40.4 | 276.1 | 296.1 | 289.7 | 2.1 | 0
10:00 | 21.2 | 156.4 | 0 | 55.1 | 276.7 | 295.9 | 290.2 | 3 | 0
11:00 | 23.7 | 172 | 0 | 60.6 | 277.3 | 296.3 | 290.3 | 2.6 | 0
noon | 23.7 | -172 | 0 | 65.1 | 277.9 | 295.8 | 290.8 | 2.6 | 0
13:00 | 21.2 | -156.4 | 0 | 57 | 278.4 | 295.8 | 290.8 | 2.3 | 0
14:00 | 16.5 | -141.8 | 0 | 53.5 | 278.5 | 296 | 290.9 | 2.2 | 0
15:00 | 10.1 | -128.3 | 0 | 36 | 278.3 | 296 | 290.6 | 2 | 0
16:00 | 2.4 | -115.9 | 0 | 14.5 | 277.7 | 295.8 | 290 | 2.1 | 0
17:00 | -6.1 | -104 | 0 | 0.3 | 277.1 | 295.7 | 290 | 1.5 | 0
18:00 | -15.1 | -92.3 | 0 | 0 | 276.7 | 295.9 | 289.5 | 1.6 | 0
19:00 | -24.2 | -80.2 | 0 | 0 | 276.3 | 295.9 | 289.7 | 1.7 | 0
20:00 | -32.9 | -66.9 | 0 | 0 | 276 | 295.9 | 289.3 | 1.3 | 0
21:00 | -40.8 | -51.4 | 0 | 0 | 275.7 | 295.9 | 289.3 | 1.7 | 0
22:00 | -46.9 | -33 | 0 | 0 | 275.5 | 295.7 | 289.4 | 1.6 | 0
23:00 | -50.4 | -11.4 | 0 | 0 | 275.4 | 295.8 | 289.3 | 1.1 | 0
March
| solar | solar | direct | diffuse | outdoor | indoor | window | heating | blinds
| altitude | azimuth | radiation | radiation | temp. | temp. | temp. | load | closed
| (degrees) | (degrees) | (W-h/m2) | (W-h/m2) | (K) | (K) | (K) | (W-h/m2) | (% time)
midnight | -39 | 9.6 | 0 | 0 | 276.9 | 294.1 | 288.5 | 128.1 | 0
1:00 | -36 | 28.2 | 0 | 0 | 276.8 | 294.1 | 288.5 | 132 | 0
2:00 | -30.6 | 45 | 0 | 0 | 276.7 | 294.1 | 288.4 | 136.2 | 0
3:00 | -23.4 | 59.7 | 0 | 0 | 276.5 | 294.1 | 288.4 | 128.7 | 0
4:00 | -15 | 72.9 | 0 | 0 | 276.3 | 294.1 | 288.3 | 130 | 0
5:00 | -6.1 | 85.2 | 0 | 0 | 276.4 | 294.1 | 288.3 | 124.7 | 0
6:00 | 2.9 | 97.1 | 0 | 4.1 | 276.6 | 294.1 | 288.4 | 117.2 | 0
7:00 | 11.8 | 109.3 | 0 | 24.9 | 276.9 | 294.1 | 288.8 | 113.6 | 0
8:00 | 20 | 122.4 | 0 | 48.1 | 277.4 | 295.8 | 290.3 | 1.3 | 0
9:00 | 27 | 136.9 | 0 | 66.7 | 278 | 296.2 | 290.7 | 1.9 | 0
10:00 | 32.2 | 153.1 | 0 | 85.8 | 278.8 | 295.8 | 291.1 | 2.1 | 0
11:00 | 35.1 | 170.8 | 0 | 100 | 279.8 | 295.9 | 291.7 | 2.2 | 0
noon | 35.1 | -170.8 | 0 | 101.7 | 280.5 | 295.7 | 292.1 | 2 | 0
13:00 | 32.2 | -153.1 | 0 | 93 | 281.2 | 295.9 | 292.2 | 1.7 | 0
14:00 | 27 | -136.9 | 0 | 79.8 | 281.5 | 296 | 291.8 | 1.4 | 0
15:00 | 20 | -122.4 | 0 | 58.9 | 281.4 | 296.1 | 291.8 | 1.7 | 0
16:00 | 11.8 | -109.3 | 0 | 34.5 | 280.9 | 295.9 | 291.6 | 1.5 | 0
17:00 | 2.9 | -97.1 | 0 | 15.4 | 280.1 | 296.1 | 290.9 | 1.5 | 0
18:00 | -6.1 | -85.2 | 0 | 0 | 279.4 | 295.9 | 290.5 | 1.4 | 0
19:00 | -15 | -72.9 | 0 | 0 | 278.7 | 295.9 | 290.5 | 1.5 | 0
20:00 | -23.4 | -59.7 | 0 | 0 | 278.2 | 295.8 | 290.1 | 1.6 | 0
21:00 | -30.6 | -45 | 0 | 0 | 277.8 | 295.8 | 289.9 | 1.8 | 0
22:00 | -36 | -28.2 | 0 | 0 | 277.3 | 295.6 | 290 | 1.9 | 0
23:00 | -39 | -9.6 | 0 | 0 | 277.1 | 295.9 | 289.8 | 1.6 | 0
April
| solar | solar | direct | diffuse | outdoor | indoor | window | heating | blinds
| altitude | azimuth | radiation | radiation | temp. | temp. | temp. | load | closed
| (degrees) | (degrees) | (W-h/m2) | (W-h/m2) | (K) | (K) | (K) | (W-h/m2) | (% time)
midnight | -27.1 | 8.3 | 0 | 0 | 278.5 | 294.1 | 289 | 105.2 | 0
1:00 | -24.5 | 24.4 | 0 | 0 | 278.2 | 294.1 | 288.9 | 103.4 | 0
2:00 | -19.7 | 39.5 | 0 | 0 | 278 | 294.1 | 288.9 | 105.1 | 0
3:00 | -13.1 | 53.3 | 0 | 0 | 277.7 | 294.1 | 288.8 | 107.1 | 0
4:00 | -5.2 | 66 | 0 | 0 | 277.4 | 294.1 | 288.7 | 106.1 | 0
5:00 | 3.4 | 78 | 3 | 8 | 277.6 | 294.1 | 288.8 | 104.8 | 0
6:00 | 12.4 | 89.8 | 0.4 | 33.9 | 278.1 | 294.1 | 289.2 | 107.7 | 0
7:00 | 21.5 | 102 | 0 | 60.7 | 278.8 | 294.1 | 289.8 | 103.8 | 0
8:00 | 30.1 | 115.3 | 0 | 79.7 | 279.5 | 295.7 | 291.4 | 1.9 | 0
9:00 | 37.7 | 130.6 | 0 | 102.3 | 280.6 | 295.8 | 291.8 | 2.1 | 0
10:00 | 43.7 | 148.5 | 0 | 121.4 | 281.5 | 296 | 292.5 | 2.1 | 0
11:00 | 47 | 169.1 | 0 | 133.9 | 282.5 | 295.9 | 292.9 | 1.8 | 0
noon | 47 | -169.1 | 0 | 135.6 | 283.5 | 296.6 | 293.2 | 1.4 | 0
13:00 | 43.7 | -148.5 | 0 | 127.4 | 284.2 | 296.1 | 293.6 | 1.2 | 0
14:00 | 37.7 | -130.6 | 0 | 116.3 | 284.7 | 295.9 | 293.5 | 1.1 | 0
15:00 | 30.1 | -115.3 | 0 | 86.8 | 285 | 296 | 293.4 | 0.8 | 0
16:00 | 21.5 | -102 | 0 | 66.8 | 284.7 | 296.1 | 293 | 0.9 | 0
17:00 | 12.4 | -89.8 | 0.5 | 41.3 | 283.9 | 295.9 | 292.6 | 1 | 0
18:00 | 3.4 | -78 | 12.3 | 16.4 | 283 | 295.7 | 291.9 | 1.1 | 0
19:00 | -5.2 | -66 | 0 | 0 | 282 | 295.9 | 291.3 | 0.7 | 0
20:00 | -13.1 | -53.3 | 0 | 0 | 281 | 296 | 290.9 | 1.1 | 0
21:00 | -19.7 | -39.5 | 0 | 0 | 280 | 295.7 | 290.6 | 1.2 | 0
22:00 | -24.5 | -24.4 | 0 | 0 | 279.3 | 295.8 | 290.5 | 1.4 | 0
23:00 | -27.1 | -8.3 | 0 | 0 | 278.6 | 296.1 | 290.3 | 1.2 | 0
May
| solar | solar | direct | diffuse | outdoor | indoor | window | heating | blinds
| altitude | azimuth | radiation | radiation | temp. | temp. | temp. | load | closed
| (degrees) | (degrees) | (W-h/m2) | (W-h/m2) | (K) | (K) | (K) | (W-h/m2) | (% time)
midnight | -17.9 | 7.4 | 0 | 0 | 281 | 294.1 | 289.8 | 75.5 | 0
1:00 | -15.5 | 22 | 0 | 0 | 280.8 | 294.1 | 289.7 | 76.2 | 0
2:00 | -11.1 | 35.8 | 0 | 0 | 280.5 | 294.1 | 289.7 | 76.6 | 0
3:00 | -5 | 48.7 | 0 | 0 | 280.2 | 294.1 | 289.5 | 75.3 | 0
4:00 | 2.4 | 60.8 | 12.8 | 10.9 | 280.2 | 294.1 | 289.8 | 77.1 | 0
5:00 | 10.7 | 72.3 | 41.5 | 40.6 | 280.5 | 294.1 | 290.5 | 75.7 | 0
6:00 | 19.6 | 83.7 | 18 | 62.9 | 280.9 | 294.1 | 290.6 | 75.8 | 0
7:00 | 28.7 | 95.6 | 0 | 84.8 | 281.8 | 294.1 | 291 | 67 | 0
8:00 | 37.6 | 108.8 | 0 | 101.3 | 282.7 | 296.1 | 292.9 | 0.9 | 0
9:00 | 45.8 | 124.4 | 0 | 131.7 | 283.7 | 296.1 | 293.4 | 1.1 | 0
10:00 | 52.4 | 143.6 | 0 | 145.9 | 284.8 | 296 | 294 | 0.9 | 0
11:00 | 56.2 | 167.2 | 0 | 152.2 | 285.8 | 295.9 | 294.5 | 0.4 | 0
noon | 56.2 | -167.2 | 0 | 145.7 | 286.8 | 296 | 294.5 | 0.5 | 0
13:00 | 52.4 | -143.6 | 0 | 137.1 | 287.6 | 296.6 | 294.9 | 0.3 | 0
14:00 | 45.8 | -124.4 | 0 | 134.2 | 288 | 296.2 | 295 | 0.4 | 0
15:00 | 37.6 | -108.8 | 0 | 116.3 | 288 | 296.2 | 294.8 | 0.3 | 0
16:00 | 28.7 | -95.6 | 0 | 97.6 | 287.9 | 296.3 | 294.4 | 0.3 | 0
17:00 | 19.6 | -83.7 | 19 | 74.3 | 287.3 | 295.9 | 294.1 | 0.3 | 0
18:00 | 10.7 | -72.3 | 47.9 | 48.7 | 286.3 | 296.2 | 293.8 | 0.2 | 0
19:00 | 2.4 | -60.8 | 25.2 | 18.1 | 285.1 | 295.9 | 293.1 | 0.4 | 0
20:00 | -5 | -48.7 | 0 | 0 | 284 | 296 | 292.2 | 0.3 | 0
21:00 | -11.1 | -35.8 | 0 | 0 | 283.1 | 296 | 291.8 | 0.4 | 0
22:00 | -15.5 | -22 | 0 | 0 | 282.3 | 295.8 | 291.6 | 0.6 | 0
23:00 | -17.9 | -7.4 | 0 | 0 | 281.5 | 295.8 | 291.4 | 0.6 | 0
June
| solar | solar | direct | diffuse | outdoor | indoor | window | heating | blinds
| altitude | azimuth | radiation | radiation | temp. | temp. | temp. | load | closed
| (degrees) | (degrees) | (W-h/m2) | (W-h/m2) | (K) | (K) | (K) | (W-h/m2) | (% time)
midnight | -13.8 | 7 | 0 | 0 | 284.5 | 294.1 | 290.9 | 42.5 | 0
1:00 | -11.6 | 21 | 0 | 0 | 284.2 | 294.1 | 290.9 | 41.7 | 0
2:00 | -7.3 | 34.3 | 0 | 0 | 283.9 | 294.1 | 290.7 | 38.4 | 0
3:00 | -1.4 | 46.7 | 0 | 0 | 283.6 | 294.1 | 290.6 | 37.3 | 0
4:00 | 5.8 | 58.4 | 47 | 27.4 | 283.7 | 294.3 | 291.6 | 38.2 | 0
5:00 | 14 | 69.7 | 54.6 | 52.4 | 284.2 | 294.3 | 292.1 | 37.8 | 0
6:00 | 22.8 | 80.8 | 26.7 | 76.8 | 284.6 | 294.3 | 292.1 | 38.8 | 0
7:00 | 31.9 | 92.5 | 0 | 90.6 | 285.2 | 294.3 | 292.3 | 37.3 | 0
8:00 | 40.9 | 105.5 | 0 | 104.6 | 286.2 | 296.2 | 294.1 | 0.4 | 0
9:00 | 49.2 | 121 | 0 | 130.5 | 287.2 | 296.3 | 294.6 | 0.3 | 0
10:00 | 56.1 | 140.8 | 0 | 140.9 | 288.1 | 296.5 | 295.1 | 0.2 | 0
11:00 | 60.2 | 166 | 0 | 149.1 | 289.1 | 297.2 | 295.8 | 0.2 | 0
noon | 60.2 | -166 | 0 | 150.4 | 290 | 297.3 | 296.4 | 0.1 | 0
13:00 | 56.1 | -140.8 | 0 | 149.6 | 290.6 | 297.4 | 297.1 | 0 | 0
14:00 | 49.2 | -121 | 0 | 133.5 | 291 | 297.4 | 296.7 | 0.1 | 0
15:00 | 40.9 | -105.5 | 0 | 111.8 | 291.1 | 297.5 | 296.4 | 0 | 0
16:00 | 31.9 | -92.5 | 0 | 113.1 | 290.9 | 297.4 | 296.1 | 0 | 0
17:00 | 22.8 | -80.8 | 25.1 | 93.4 | 290.2 | 296.8 | 295.8 | 0.2 | 0
18:00 | 14 | -69.7 | 50.8 | 67.2 | 289.3 | 296.5 | 295.3 | 0.3 | 0
19:00 | 5.8 | -58.4 | 47.8 | 41 | 288.3 | 296.8 | 294.6 | 0.2 | 0
20:00 | -1.4 | -46.7 | 0 | 0 | 287.4 | 296.4 | 293.4 | 0.2 | 0
21:00 | -7.3 | -34.3 | 0 | 0 | 286.4 | 296 | 293 | 0.2 | 0
22:00 | -11.6 | -21 | 0 | 0 | 285.7 | 296 | 292.8 | 0.3 | 0
23:00 | -13.8 | -7 | 0 | 0 | 284.8 | 296.1 | 292.2 | 0.3 | 0
July
| solar | solar | direct | diffuse | outdoor | indoor | window | heating | blinds
| altitude | azimuth | radiation | radiation | temp. | temp. | temp. | load | closed
| (degrees) | (degrees) | (W-h/m2) | (W-h/m2) | (K) | (K) | (K) | (W-h/m2) | (% time)
midnight | -15.9 | 7.2 | 0 | 0 | 286.4 | 294.9 | 292.2 | 15.7 | 0
1:00 | -13.7 | 21.5 | 0 | 0 | 286.1 | 294.5 | 291.8 | 19.3 | 0
2:00 | -9.3 | 35.1 | 0 | 0 | 285.6 | 294.2 | 291.4 | 19.6 | 0
3:00 | -3.3 | 47.8 | 0 | 0 | 285.3 | 294.1 | 291.2 | 18.1 | 0
4:00 | 4 | 59.7 | 7.4 | 13.9 | 285.5 | 294.2 | 291.5 | 18.9 | 0
5:00 | 12.3 | 71 | 22.1 | 43.4 | 285.8 | 294.7 | 292.4 | 16.4 | 0
6:00 | 21.1 | 82.3 | 12.9 | 72.5 | 286.4 | 295.2 | 293.1 | 16.6 | 0
7:00 | 30.2 | 94.1 | 0 | 90.2 | 286.8 | 295.7 | 293.7 | 14.4 | 0
8:00 | 39.2 | 107.3 | 0 | 107.5 | 287.6 | 297.1 | 295.2 | 0.1 | 0
9:00 | 47.4 | 122.8 | 0 | 130 | 288.7 | 297.1 | 295.8 | 0 | 0
10:00 | 54.2 | 142.4 | 0 | 152.9 | 289.7 | 297.2 | 296.4 | 0 | 0
11:00 | 58.1 | 166.6 | 0 | 166.1 | 290.7 | 297.5 | 297 | 0 | 0
noon | 58.1 | -166.6 | 0 | 174.3 | 291.7 | 297.7 | 297.5 | 0 | 0
13:00 | 54.2 | -142.4 | 0 | 161.4 | 292.5 | 298 | 297.7 | 0 | 0
14:00 | 47.4 | -122.8 | 0 | 145.3 | 292.9 | 297.6 | 297.5 | 0 | 0
15:00 | 39.2 | -107.3 | 0 | 120.5 | 293 | 297.7 | 297.1 | 0 | 0
16:00 | 30.2 | -94.1 | 0 | 114.7 | 292.8 | 297.5 | 297.2 | 0 | 0
17:00 | 21.1 | -82.3 | 18.9 | 91.1 | 292.4 | 297.4 | 296.8 | 0 | 0
18:00 | 12.3 | -71 | 59.5 | 68.5 | 291.5 | 297.5 | 296.7 | 0 | 0
19:00 | 4 | -59.7 | 57.7 | 35.1 | 290.4 | 297.5 | 296.2 | 0 | 0
20:00 | -3.3 | -47.8 | 0 | 0 | 289.3 | 297.1 | 294.5 | 0 | 0
21:00 | -9.3 | -35.1 | 0 | 0 | 288.4 | 297.1 | 294.3 | 0 | 0
22:00 | -13.7 | -21.5 | 0 | 0 | 287.5 | 297 | 293.7 | 0.1 | 0
23:00 | -15.9 | -7.2 | 0 | 0 | 286.8 | 297.1 | 293.7 | 0 | 0
August
| solar | solar | direct | diffuse | outdoor | indoor | window | heating | blinds
| altitude | azimuth | radiation | radiation | temp. | temp. | temp. | load | closed
| (degrees) | (degrees) | (W-h/m2) | (W-h/m2) | (K) | (K) | (K) | (W-h/m2) | (% time)
midnight | -23.7 | 7.9 | 0 | 0 | 286.4 | 294.7 | 292 | 13.8 | 0
1:00 | -21.3 | 23.5 | 0 | 0 | 286 | 294.4 | 291.6 | 15.1 | 0
2:00 | -16.6 | 38.1 | 0 | 0 | 285.9 | 294.2 | 291.5 | 16.8 | 0
3:00 | -10.1 | 51.6 | 0 | 0 | 285.4 | 294.2 | 291.3 | 18 | 0
4:00 | -2.4 | 64.1 | 0 | 0 | 285.1 | 294.1 | 291.2 | 20.3 | 0
5:00 | 6 | 75.9 | 12.7 | 19 | 285.3 | 294.3 | 291.6 | 19 | 0
6:00 | 15.1 | 87.6 | 5.8 | 45.6 | 285.9 | 294.7 | 292.2 | 17.7 | 0
7:00 | 24.2 | 99.7 | 0 | 76 | 286.5 | 295.4 | 293.1 | 17.7 | 0
8:00 | 32.9 | 113.1 | 0 | 96.4 | 287.3 | 296.6 | 294.7 | 0 | 0
9:00 | 40.7 | 128.5 | 0 | 119 | 288.2 | 297.2 | 295.5 | 0 | 0
10:00 | 46.9 | 146.9 | 0 | 144.3 | 289.3 | 296.9 | 295.9 | 0 | 0
11:00 | 50.3 | 168.5 | 0 | 156.9 | 290.4 | 297.2 | 296.6 | 0 | 0
noon | 50.3 | -168.5 | 0 | 169.1 | 291.3 | 297.6 | 297.1 | 0 | 0
13:00 | 46.9 | -146.9 | 0 | 150.2 | 292 | 297.6 | 297.4 | 0 | 0
14:00 | 40.7 | -128.5 | 0 | 130.8 | 292.5 | 297.5 | 297.4 | 0 | 0
15:00 | 32.9 | -113.1 | 0 | 103.7 | 292.6 | 297.5 | 297.2 | 0 | 0
16:00 | 24.2 | -99.7 | 0 | 76.7 | 292.2 | 297.4 | 296.6 | 0 | 0
17:00 | 15.1 | -87.6 | 6.3 | 56.4 | 291.7 | 297.4 | 296.1 | 0 | 0
18:00 | 6 | -75.9 | 24.9 | 35.1 | 290.9 | 297.4 | 295.7 | 0 | 0
19:00 | -2.4 | -64.1 | 0 | 6 | 289.9 | 296.9 | 294.8 | 0 | 0
20:00 | -10.1 | -51.6 | 0 | 0 | 289 | 296.9 | 294.4 | 0 | 0
21:00 | -16.6 | -38.1 | 0 | 0 | 288.1 | 297.1 | 294.1 | 0 | 0
22:00 | -21.3 | -23.5 | 0 | 0 | 287.3 | 296.5 | 293.7 | 0 | 0
23:00 | -23.7 | -7.9 | 0 | 0 | 286.6 | 296.7 | 293.4 | 0 | 0
September
| solar | solar | direct | diffuse | outdoor | indoor | window | heating | blinds
| altitude | azimuth | radiation | radiation | temp. | temp. | temp. | load | closed
| (degrees) | (degrees) | (W-h/m2) | (W-h/m2) | (K) | (K) | (K) | (W-h/m2) | (% time)
midnight | -35.1 | 9.1 | 0 | 0 | 284.9 | 294.7 | 291.6 | 42.3 | 0
1:00 | -32.3 | 26.9 | 0 | 0 | 284.8 | 294.5 | 291.3 | 42.6 | 0
2:00 | -27.1 | 43.1 | 0 | 0 | 284.5 | 294.3 | 291.1 | 42.2 | 0
3:00 | -20 | 57.5 | 0 | 0 | 284.3 | 294.2 | 291 | 41.6 | 0
4:00 | -11.8 | 70.6 | 0 | 0 | 284.1 | 294.2 | 290.9 | 42.3 | 0
5:00 | -3 | 82.8 | 0 | 0.3 | 284 | 294.1 | 290.8 | 44.5 | 0
6:00 | 6 | 94.7 | 0 | 19.9 | 284.3 | 294.2 | 291.1 | 42.1 | 0
7:00 | 15 | 107 | 0 | 44.4 | 284.7 | 294.5 | 291.7 | 37.1 | 0
8:00 | 23.3 | 120.2 | 0 | 67.9 | 285.4 | 297 | 293.6 | 0.4 | 0
9:00 | 30.6 | 135 | 0 | 89.9 | 286.1 | 297 | 294.1 | 0.5 | 0
10:00 | 36 | 151.7 | 0 | 104.9 | 286.8 | 297 | 294.5 | 0.3 | 0
11:00 | 39 | 170.3 | 0 | 105.9 | 287.6 | 296.6 | 294.8 | 0.3 | 0
noon | 39 | -170.3 | 0 | 104.9 | 288.3 | 296.9 | 295.3 | 0.2 | 0
13:00 | 36 | -151.7 | 0 | 101.4 | 288.9 | 297 | 295.4 | 0.2 | 0
14:00 | 30.6 | -135 | 0 | 92.6 | 289.4 | 296.9 | 295.6 | 0.1 | 0
15:00 | 23.3 | -120.2 | 0 | 73.2 | 289.5 | 296.9 | 295.5 | 0.1 | 0
16:00 | 15 | -107 | 0 | 44.6 | 289.3 | 296.8 | 295 | 0 | 0
17:00 | 6 | -94.7 | 0 | 23.9 | 288.6 | 296.9 | 294.4 | 0.1 | 0
18:00 | -3 | -82.8 | 0 | 2.4 | 287.8 | 296.8 | 293.9 | 0.1 | 0
19:00 | -11.8 | -70.6 | 0 | 0 | 287.1 | 296.8 | 293.5 | 0.3 | 0
20:00 | -20 | -57.5 | 0 | 0 | 286.5 | 296.8 | 293.3 | 0.4 | 0
21:00 | -27.1 | -43.1 | 0 | 0 | 285.9 | 296.7 | 293.1 | 0.4 | 0
22:00 | -32.3 | -26.9 | 0 | 0 | 285.3 | 296.7 | 292.8 | 0.4 | 0
23:00 | -35.1 | -9.1 | 0 | 0 | 285 | 296.6 | 292.8 | 0.5 | 0
October
| solar | solar | direct | diffuse | outdoor | indoor | window | heating | blinds
| altitude | azimuth | radiation | radiation | temp. | temp. | temp. | load | closed
| (degrees) | (degrees) | (W-h/m2) | (W-h/m2) | (K) | (K) | (K) | (W-h/m2) | (% time)
midnight | -47 | 10.8 | 0 | 0 | 282.1 | 294.2 | 290.3 | 57.8 | 0
1:00 | -43.7 | 31.4 | 0 | 0 | 282.1 | 294.1 | 290.2 | 57 | 0
2:00 | -37.8 | 49.3 | 0 | 0 | 282 | 294.1 | 290.1 | 58.5 | 0
3:00 | -30.1 | 64.6 | 0 | 0 | 281.8 | 294.1 | 290.1 | 59.4 | 0
4:00 | -21.5 | 78 | 0 | 0 | 281.8 | 294.1 | 290.1 | 60.8 | 0
5:00 | -12.4 | 90.2 | 0 | 0 | 281.7 | 294.1 | 290 | 65.6 | 0
6:00 | -3.4 | 102 | 0 | 0.8 | 281.8 | 294.1 | 290.1 | 66.3 | 0
7:00 | 5.2 | 114 | 0 | 16.8 | 282.2 | 294.1 | 290.4 | 64.8 | 0
8:00 | 13 | 126.6 | 0 | 37.6 | 282.6 | 295.9 | 292 | 0.6 | 0
9:00 | 19.7 | 140.4 | 0 | 61.3 | 283.3 | 296.2 | 292.4 | 0.8 | 0
10:00 | 24.5 | 155.5 | 0 | 70.4 | 283.9 | 296.1 | 292.8 | 0.9 | 0
11:00 | 27.1 | 171.7 | 0 | 81.3 | 284.6 | 295.8 | 293.2 | 0.8 | 0
noon | 27.1 | -171.7 | 0 | 79 | 285.1 | 296.1 | 293.2 | 0.8 | 0
13:00 | 24.5 | -155.5 | 0 | 65.6 | 285.4 | 296.3 | 293.4 | 0.6 | 0
14:00 | 19.7 | -140.4 | 0 | 49.7 | 285.5 | 296 | 293.3 | 0.7 | 0
15:00 | 13 | -126.6 | 0 | 33.4 | 285.3 | 296 | 292.8 | 0.5 | 0
16:00 | 5.2 | -114 | 0 | 14.6 | 284.7 | 296.2 | 292.4 | 0.4 | 0
17:00 | -3.4 | -102 | 0 | 0.4 | 284.1 | 296.1 | 291.9 | 0.6 | 0
18:00 | -12.4 | -90.2 | 0 | 0 | 283.5 | 296.3 | 291.7 | 0.6 | 0
19:00 | -21.5 | -78 | 0 | 0 | 283.1 | 295.9 | 291.8 | 0.5 | 0
20:00 | -30.1 | -64.6 | 0 | 0 | 282.8 | 296.1 | 291.6 | 0.5 | 0
21:00 | -37.8 | -49.3 | 0 | 0 | 282.5 | 296.1 | 291.6 | 0.6 | 0
22:00 | -43.7 | -31.4 | 0 | 0 | 282.4 | 296.2 | 291.5 | 0.4 | 0
23:00 | -47 | -10.8 | 0 | 0 | 282.2 | 296.3 | 291.4 | 0.5 | 0
November
| solar | solar | direct | diffuse | outdoor | indoor | window | heating | blinds
| altitude | azimuth | radiation | radiation | temp. | temp. | temp. | load | closed
| (degrees) | (degrees) | (W-h/m2) | (W-h/m2) | (K) | (K) | (K) | (W-h/m2) | (% time)
midnight | -56.2 | 12.8 | 0 | 0 | 278.9 | 294.1 | 289.1 | 103.5 | 0
1:00 | -52.4 | 36.3 | 0 | 0 | 278.8 | 294.1 | 289.1 | 104.3 | 0
2:00 | -45.8 | 55.6 | 0 | 0 | 278.6 | 294.1 | 289.1 | 110.4 | 0
3:00 | -37.7 | 71.1 | 0 | 0 | 278.5 | 294.1 | 289 | 106.8 | 0
4:00 | -28.8 | 84.3 | 0 | 0 | 278.4 | 294.1 | 289 | 102.7 | 0
5:00 | -19.7 | 96.2 | 0 | 0 | 278.4 | 294.1 | 289 | 106.2 | 0
6:00 | -10.7 | 107.7 | 0 | 0 | 278.3 | 294.1 | 289 | 106.5 | 0
7:00 | -2.4 | 119.2 | 0 | 1 | 278.2 | 294.1 | 288.9 | 107.2 | 0
8:00 | 5 | 131.2 | 0 | 16 | 278.4 | 295.9 | 290.8 | 0.4 | 0
9:00 | 11.1 | 144.1 | 0 | 30.1 | 278.8 | 296.4 | 290.7 | 1.7 | 0
10:00 | 15.5 | 157.9 | 0 | 45.9 | 279.2 | 295.8 | 291.1 | 2.1 | 0
11:00 | 17.8 | 172.5 | 0 | 57.8 | 279.7 | 295.9 | 291.2 | 1.5 | 0
noon | 17.8 | -172.5 | 0 | 55.3 | 280.1 | 295.8 | 291.2 | 1.5 | 0
13:00 | 15.5 | -157.9 | 0 | 47.3 | 280.3 | 295.9 | 291.3 | 1.6 | 0
14:00 | 11.1 | -144.1 | 0 | 30.2 | 280.4 | 296.2 | 291 | 1.3 | 0
15:00 | 5 | -131.2 | 0 | 12.9 | 280.2 | 295.9 | 290.8 | 1.3 | 0
16:00 | -2.4 | -119.2 | 0 | 0 | 280 | 295.6 | 290.7 | 1.3 | 0
17:00 | -10.7 | -107.7 | 0 | 0 | 279.7 | 296.2 | 290.6 | 0.6 | 0
18:00 | -19.7 | -96.2 | 0 | 0 | 279.6 | 295.8 | 290.5 | 1.3 | 0
19:00 | -28.8 | -84.3 | 0 | 0 | 279.4 | 295.5 | 290.6 | 1.1 | 0
20:00 | -37.7 | -71.1 | 0 | 0 | 279.4 | 295.9 | 290.4 | 0.7 | 0
21:00 | -45.8 | -55.6 | 0 | 0 | 279.2 | 295.7 | 290.3 | 1.3 | 0
22:00 | -52.4 | -36.3 | 0 | 0 | 279 | 295.8 | 290.6 | 1 | 0
23:00 | -56.2 | -12.8 | 0 | 0 | 278.8 | 296.1 | 290.3 | 0.8 | 0
December
| solar | solar | direct | diffuse | outdoor | indoor | window | heating | blinds
| altitude | azimuth | radiation | radiation | temp. | temp. | temp. | load | closed
| (degrees) | (degrees) | (W-h/m2) | (W-h/m2) | (K) | (K) | (K) | (W-h/m2) | (% time)
midnight | -60.2 | 13.9 | 0 | 0 | 276.9 | 294.1 | 288.5 | 108.6 | 0
1:00 | -56.1 | 39.1 | 0 | 0 | 276.8 | 294.1 | 288.5 | 112.3 | 0
2:00 | -49.2 | 58.9 | 0 | 0 | 276.8 | 294.1 | 288.5 | 112.7 | 0
3:00 | -40.9 | 74.4 | 0 | 0 | 276.8 | 294.1 | 288.5 | 112.7 | 0
4:00 | -31.9 | 87.4 | 0 | 0 | 276.9 | 294.1 | 288.5 | 110 | 0
5:00 | -22.8 | 99.1 | 0 | 0 | 277 | 294.1 | 288.5 | 113 | 0
6:00 | -14 | 110.2 | 0 | 0 | 276.9 | 294.1 | 288.5 | 110.2 | 0
7:00 | -5.8 | 121.5 | 0 | 0 | 276.9 | 294.1 | 288.5 | 107.4 | 0
8:00 | 1.4 | 133.2 | 0 | 1.8 | 277.1 | 296.6 | 290.1 | 0.1 | 0
9:00 | 7.3 | 145.7 | 0 | 14.9 | 277.3 | 296.1 | 290.2 | 2.1 | 0
10:00 | 11.6 | 158.9 | 0 | 28.6 | 277.7 | 295.8 | 290.3 | 2.1 | 0
11:00 | 13.8 | 172.9 | 0 | 36.8 | 277.9 | 296 | 290.3 | 1.8 | 0
noon | 13.8 | -172.9 | 0 | 37.9 | 278.2 | 295.9 | 290.4 | 2 | 0
13:00 | 11.6 | -158.9 | 0 | 29 | 278.4 | 295.9 | 290.6 | 1.6 | 0
14:00 | 7.3 | -145.7 | 0 | 18.1 | 278.3 | 295.6 | 290.5 | 1.8 | 0
15:00 | 1.4 | -133.2 | 0 | 4.7 | 278.2 | 295.7 | 290.3 | 1.2 | 0
16:00 | -5.8 | -121.5 | 0 | 0 | 277.8 | 296 | 290.1 | 1 | 0
17:00 | -14 | -110.2 | 0 | 0 | 277.7 | 296.1 | 290 | 1.4 | 0
18:00 | -22.8 | -99.1 | 0 | 0 | 277.5 | 295.9 | 289.7 | 1.7 | 0
19:00 | -31.9 | -87.4 | 0 | 0 | 277.5 | 295.9 | 289.9 | 1.4 | 0
20:00 | -40.9 | -74.4 | 0 | 0 | 277.3 | 296.1 | 290 | 1 | 0
21:00 | -49.2 | -58.9 | 0 | 0 | 277.1 | 296 | 289.7 | 1.5 | 0
22:00 | -56.1 | -39.1 | 0 | 0 | 277.1 | 295.8 | 289.8 | 1.5 | 0
23:00 | -60.2 | -13.9 | 0 | 0 | 277 | 295.8 | 289.7 | 1.3 | 0

## Sheet55
Scenario Four (green)
Tue Dec 03 2019 23:26:31 GMT+0000 (Greenwich Mean Time)
Setup Information:
Building
Location | UK - London
Building length, side A | N/A
Building length, side B | N/A
Simulation Type
Simulation Type | one_sided
Window Description
Typology | dgu_nb
Glazing Type | clear
Window Area | 55%
Wall Description
Insulation R-Value | 99999999.9 m2-K/W
Occupancy
Type | Low-rise Residential
Occupancy Load | 0.000 people per m2
Lighting Requirements | 400 lux
Equipment Load | 0.00 W/m2
Room Ventilation
Air Change Rate per Occupant | 15.0 liters / sec per person
Total Air Change Rate | 0.0 roomfuls per hour
Lighting Control
Lighting Control | lights do not respond to daylight: all lights fully on while building is occupied
Representative Room
Orientation | north
Room Depth | 27 m
Room Width | 5 m
Room Height | 2.2 m
Thermal Mass
Thermal Mass | none
Overhang
Overhang Depth | 0 m
Roof
Roof Type | adiabatic roof
Simulation Results:
Primary Energy Use and CO2 Emissions
| heating | cooling | lighting | total | CO2
| energy | energy | energy | energy | emissions
| (kWh/m2) | (kWh/m2) | (kWh/m2) | (kWh/m2) | (kg/m2)
January | 33.6 | 0 | 7.3 | 40.9 | 8.2
February | 28.1 | 0 | 6.6 | 34.7 | 6.9
March | 32.2 | 0 | 7.3 | 39.5 | 7.9
April | 25.9 | 0 | 7.1 | 33 | 6.6
May | 18.8 | 0 | 7.3 | 26.1 | 5.2
June | 9.4 | 0 | 7.1 | 16.5 | 3.3
July | 4.3 | 0 | 7.3 | 11.6 | 2.3
August | 4.3 | 0 | 7.3 | 11.6 | 2.3
September | 10.2 | 0 | 7.1 | 17.3 | 3.5
October | 15.5 | 0 | 7.3 | 22.8 | 4.6
November | 26 | 0 | 7.1 | 33.1 | 6.6
December | 28.2 | 0 | 7.3 | 35.5 | 7.1
Total | 236.5 | 0 | 86.1 | 322.6 | 64.5 | yearly energy
January
| solar | solar | direct | diffuse | outdoor | indoor | window | heating | blinds
| altitude | azimuth | radiation | radiation | temp. | temp. | temp. | load | closed
| (degrees) | (degrees) | (W-h/m2) | (W-h/m2) | (K) | (K) | (K) | (W-h/m2) | (% time)
midnight | -58.1 | 13.3 | 0 | 0 | 275.9 | 294.1 | 288.2 | 136 | 0
1:00 | -54.2 | 37.6 | 0 | 0 | 275.8 | 294.1 | 288.2 | 135.3 | 0
2:00 | -47.5 | 57.1 | 0 | 0 | 275.8 | 294.1 | 288.2 | 133.8 | 0
3:00 | -39.2 | 72.7 | 0 | 0 | 275.7 | 294.1 | 288.1 | 129.6 | 0
4:00 | -30.2 | 85.8 | 0 | 0 | 275.6 | 294.1 | 288.1 | 132.3 | 0
5:00 | -21.1 | 97.6 | 0 | 0 | 275.6 | 294.1 | 288.1 | 132.2 | 0
6:00 | -12.3 | 108.9 | 0 | 0 | 275.5 | 294.1 | 288.1 | 129.8 | 0
7:00 | -4 | 120.3 | 0 | 0 | 275.5 | 294.1 | 288.1 | 128.7 | 0
8:00 | 3.3 | 132.2 | 0 | 5.1 | 275.7 | 296.5 | 289.7 | 0.3 | 0
9:00 | 9.3 | 144.9 | 0 | 20.2 | 276.1 | 296 | 289.7 | 2.4 | 0
10:00 | 13.6 | 158.4 | 0 | 34.6 | 276.5 | 295.9 | 290 | 2.3 | 0
11:00 | 15.9 | 172.7 | 0 | 40.5 | 276.7 | 295.9 | 290.1 | 2 | 0
noon | 15.9 | -172.7 | 0 | 42.7 | 277.2 | 296.1 | 290.3 | 2.1 | 0
13:00 | 13.6 | -158.4 | 0 | 38.1 | 277.6 | 295.5 | 290.2 | 2.4 | 0
14:00 | 9.3 | -144.9 | 0 | 26.7 | 277.5 | 295.7 | 290 | 1.8 | 0
15:00 | 3.3 | -132.2 | 0 | 13.2 | 277.3 | 295.8 | 290 | 1.7 | 0
16:00 | -4 | -120.3 | 0 | 0.6 | 277 | 295.9 | 289.8 | 1.3 | 0
17:00 | -12.3 | -108.9 | 0 | 0 | 276.8 | 296 | 289.6 | 1.6 | 0
18:00 | -21.1 | -97.6 | 0 | 0 | 276.5 | 295.7 | 289.5 | 2 | 0
19:00 | -30.2 | -85.8 | 0 | 0 | 276.3 | 296.1 | 289.5 | 1.6 | 0
20:00 | -39.2 | -72.7 | 0 | 0 | 276.1 | 295.7 | 289.3 | 1.6 | 0
21:00 | -47.5 | -57.1 | 0 | 0 | 276.1 | 295.6 | 289.5 | 1.6 | 0
22:00 | -54.2 | -37.6 | 0 | 0 | 276 | 295.7 | 289.5 | 1.5 | 0
23:00 | -58.1 | -13.3 | 0 | 0 | 275.9 | 295.9 | 289.4 | 1.6 | 0
February
| solar | solar | direct | diffuse | outdoor | indoor | window | heating | blinds
| altitude | azimuth | radiation | radiation | temp. | temp. | temp. | load | closed
| (degrees) | (degrees) | (W-h/m2) | (W-h/m2) | (K) | (K) | (K) | (W-h/m2) | (% time)
midnight | -50.4 | 11.4 | 0 | 0 | 275.4 | 294.1 | 288 | 116.4 | 0
1:00 | -46.9 | 33 | 0 | 0 | 275.3 | 294.1 | 288 | 110.8 | 0
2:00 | -40.8 | 51.4 | 0 | 0 | 275.2 | 294.1 | 288 | 115 | 0
3:00 | -32.9 | 66.9 | 0 | 0 | 275.2 | 294.1 | 288 | 121.5 | 0
4:00 | -24.2 | 80.2 | 0 | 0 | 275.2 | 294.1 | 288 | 123.5 | 0
5:00 | -15.1 | 92.3 | 0 | 0 | 275.1 | 294.1 | 287.9 | 128.2 | 0
6:00 | -6.1 | 104 | 0 | 0 | 275.1 | 294.1 | 287.9 | 128 | 0
7:00 | 2.4 | 115.9 | 0 | 2.3 | 275.1 | 294.1 | 288 | 131.6 | 0
8:00 | 10.1 | 128.3 | 0 | 20.6 | 275.5 | 296.2 | 290 | 1 | 0
9:00 | 16.5 | 141.8 | 0 | 40.4 | 276.1 | 296.1 | 289.7 | 2.2 | 0
10:00 | 21.2 | 156.4 | 0 | 55.1 | 276.7 | 295.8 | 290.1 | 3 | 0
11:00 | 23.7 | 172 | 0 | 60.6 | 277.3 | 296.1 | 290.3 | 2.6 | 0
noon | 23.7 | -172 | 0 | 65.1 | 277.9 | 295.9 | 290.7 | 2.6 | 0
13:00 | 21.2 | -156.4 | 0 | 57 | 278.4 | 295.7 | 291.1 | 2.4 | 0
14:00 | 16.5 | -141.8 | 0 | 53.5 | 278.5 | 295.9 | 290.9 | 2.1 | 0
15:00 | 10.1 | -128.3 | 0 | 36 | 278.3 | 295.9 | 290.4 | 2 | 0
16:00 | 2.4 | -115.9 | 0 | 14.5 | 277.7 | 295.4 | 290.2 | 2.1 | 0
17:00 | -6.1 | -104 | 0 | 0.3 | 277.1 | 295.7 | 289.8 | 1.2 | 0
18:00 | -15.1 | -92.3 | 0 | 0 | 276.7 | 296.1 | 289.8 | 1.2 | 0
19:00 | -24.2 | -80.2 | 0 | 0 | 276.3 | 295.9 | 289.4 | 2 | 0
20:00 | -32.9 | -66.9 | 0 | 0 | 276 | 295.7 | 289.4 | 1.5 | 0
21:00 | -40.8 | -51.4 | 0 | 0 | 275.7 | 296 | 289.4 | 1.4 | 0
22:00 | -46.9 | -33 | 0 | 0 | 275.5 | 296.3 | 289.3 | 1.3 | 0
23:00 | -50.4 | -11.4 | 0 | 0 | 275.4 | 295.7 | 289.1 | 1.6 | 0
March
| solar | solar | direct | diffuse | outdoor | indoor | window | heating | blinds
| altitude | azimuth | radiation | radiation | temp. | temp. | temp. | load | closed
| (degrees) | (degrees) | (W-h/m2) | (W-h/m2) | (K) | (K) | (K) | (W-h/m2) | (% time)
midnight | -39 | 9.6 | 0 | 0 | 276.9 | 294.1 | 288.5 | 128.2 | 0
1:00 | -36 | 28.2 | 0 | 0 | 276.8 | 294.1 | 288.5 | 132 | 0
2:00 | -30.6 | 45 | 0 | 0 | 276.7 | 294.1 | 288.4 | 136.2 | 0
3:00 | -23.4 | 59.7 | 0 | 0 | 276.5 | 294.1 | 288.4 | 128.7 | 0
4:00 | -15 | 72.9 | 0 | 0 | 276.3 | 294.1 | 288.3 | 130 | 0
5:00 | -6.1 | 85.2 | 0 | 0 | 276.4 | 294.1 | 288.3 | 124.8 | 0
6:00 | 2.9 | 97.1 | 0 | 4.1 | 276.6 | 294.1 | 288.4 | 117.2 | 0
7:00 | 11.8 | 109.3 | 0 | 24.9 | 276.9 | 294.1 | 288.8 | 113.6 | 0
8:00 | 20 | 122.4 | 0 | 48.1 | 277.4 | 295.8 | 290.3 | 1.3 | 0
9:00 | 27 | 136.9 | 0 | 66.7 | 278 | 296.2 | 290.7 | 1.9 | 0
10:00 | 32.2 | 153.1 | 0 | 85.8 | 278.8 | 295.7 | 291.3 | 2.2 | 0
11:00 | 35.1 | 170.8 | 0 | 100 | 279.8 | 295.7 | 291.8 | 2.2 | 0
noon | 35.1 | -170.8 | 0 | 101.7 | 280.5 | 295.8 | 292 | 2 | 0
13:00 | 32.2 | -153.1 | 0 | 93 | 281.2 | 295.8 | 292.2 | 1.7 | 0
14:00 | 27 | -136.9 | 0 | 79.8 | 281.5 | 296.2 | 291.9 | 1.3 | 0
15:00 | 20 | -122.4 | 0 | 58.9 | 281.4 | 296.2 | 291.6 | 1.7 | 0
16:00 | 11.8 | -109.3 | 0 | 34.5 | 280.9 | 295.9 | 291.5 | 1.6 | 0
17:00 | 2.9 | -97.1 | 0 | 15.4 | 280.1 | 296.2 | 290.7 | 1.4 | 0
18:00 | -6.1 | -85.2 | 0 | 0 | 279.4 | 296.1 | 290.4 | 1.5 | 0
19:00 | -15 | -72.9 | 0 | 0 | 278.7 | 295.9 | 290.3 | 1.5 | 0
20:00 | -23.4 | -59.7 | 0 | 0 | 278.2 | 295.9 | 290 | 1.5 | 0
21:00 | -30.6 | -45 | 0 | 0 | 277.8 | 295.7 | 289.9 | 2.2 | 0
22:00 | -36 | -28.2 | 0 | 0 | 277.3 | 296.1 | 289.8 | 1.2 | 0
23:00 | -39 | -9.6 | 0 | 0 | 277.1 | 295.8 | 289.7 | 2 | 0
April
| solar | solar | direct | diffuse | outdoor | indoor | window | heating | blinds
| altitude | azimuth | radiation | radiation | temp. | temp. | temp. | load | closed
| (degrees) | (degrees) | (W-h/m2) | (W-h/m2) | (K) | (K) | (K) | (W-h/m2) | (% time)
midnight | -27.1 | 8.3 | 0 | 0 | 278.5 | 294.1 | 289 | 105.2 | 0
1:00 | -24.5 | 24.4 | 0 | 0 | 278.2 | 294.1 | 288.9 | 103.5 | 0
2:00 | -19.7 | 39.5 | 0 | 0 | 278 | 294.1 | 288.9 | 105.1 | 0
3:00 | -13.1 | 53.3 | 0 | 0 | 277.7 | 294.1 | 288.8 | 107.1 | 0
4:00 | -5.2 | 66 | 0 | 0 | 277.4 | 294.1 | 288.7 | 106.1 | 0
5:00 | 3.4 | 78 | 3 | 8 | 277.6 | 294.1 | 288.8 | 104.9 | 0
6:00 | 12.4 | 89.8 | 0.4 | 33.9 | 278.1 | 294.1 | 289.2 | 107.7 | 0
7:00 | 21.5 | 102 | 0 | 60.7 | 278.8 | 294.1 | 289.8 | 103.8 | 0
8:00 | 30.1 | 115.3 | 0 | 79.7 | 279.5 | 295.8 | 291.4 | 1.9 | 0
9:00 | 37.7 | 130.6 | 0 | 102.3 | 280.6 | 295.9 | 291.8 | 2.1 | 0
10:00 | 43.7 | 148.5 | 0 | 121.4 | 281.5 | 296 | 292.4 | 2.1 | 0
11:00 | 47 | 169.1 | 0 | 133.9 | 282.5 | 296 | 292.8 | 2 | 0
noon | 47 | -169.1 | 0 | 135.6 | 283.5 | 296.4 | 293.3 | 1.4 | 0
13:00 | 43.7 | -148.5 | 0 | 127.4 | 284.2 | 296.1 | 293.7 | 1.2 | 0
14:00 | 37.7 | -130.6 | 0 | 116.3 | 284.7 | 295.9 | 293.6 | 1.1 | 0
15:00 | 30.1 | -115.3 | 0 | 86.8 | 285 | 296.2 | 293.4 | 0.8 | 0
16:00 | 21.5 | -102 | 0 | 66.8 | 284.7 | 296 | 293 | 0.8 | 0
17:00 | 12.4 | -89.8 | 0.5 | 41.3 | 283.9 | 295.7 | 292.6 | 1 | 0
18:00 | 3.4 | -78 | 12.3 | 16.4 | 283 | 295.8 | 291.8 | 1.1 | 0
19:00 | -5.2 | -66 | 0 | 0 | 282 | 296.1 | 291.4 | 0.7 | 0
20:00 | -13.1 | -53.3 | 0 | 0 | 281 | 295.7 | 291.1 | 1.1 | 0
21:00 | -19.7 | -39.5 | 0 | 0 | 280 | 295.5 | 290.7 | 1.3 | 0
22:00 | -24.5 | -24.4 | 0 | 0 | 279.3 | 295.7 | 290.6 | 1.2 | 0
23:00 | -27.1 | -8.3 | 0 | 0 | 278.6 | 296.1 | 290.5 | 1.2 | 0
May
| solar | solar | direct | diffuse | outdoor | indoor | window | heating | blinds
| altitude | azimuth | radiation | radiation | temp. | temp. | temp. | load | closed
| (degrees) | (degrees) | (W-h/m2) | (W-h/m2) | (K) | (K) | (K) | (W-h/m2) | (% time)
midnight | -17.9 | 7.4 | 0 | 0 | 281 | 294.1 | 289.8 | 75.4 | 0
1:00 | -15.5 | 22 | 0 | 0 | 280.8 | 294.1 | 289.7 | 76.2 | 0
2:00 | -11.1 | 35.8 | 0 | 0 | 280.5 | 294.1 | 289.7 | 76.6 | 0
3:00 | -5 | 48.7 | 0 | 0 | 280.2 | 294.1 | 289.5 | 75.3 | 0
4:00 | 2.4 | 60.8 | 12.8 | 10.9 | 280.2 | 294.1 | 289.8 | 77.1 | 0
5:00 | 10.7 | 72.3 | 41.5 | 40.6 | 280.5 | 294.1 | 290.5 | 75.7 | 0
6:00 | 19.6 | 83.7 | 18 | 62.9 | 280.9 | 294.1 | 290.6 | 75.8 | 0
7:00 | 28.7 | 95.6 | 0 | 84.8 | 281.8 | 294.1 | 291 | 67 | 0
8:00 | 37.6 | 108.8 | 0 | 101.3 | 282.7 | 296.1 | 292.9 | 0.8 | 0
9:00 | 45.8 | 124.4 | 0 | 131.7 | 283.7 | 295.9 | 293.3 | 1.1 | 0
10:00 | 52.4 | 143.6 | 0 | 145.9 | 284.8 | 295.9 | 294 | 0.9 | 0
11:00 | 56.2 | 167.2 | 0 | 152.2 | 285.8 | 296 | 294.6 | 0.4 | 0
noon | 56.2 | -167.2 | 0 | 145.7 | 286.8 | 296 | 294.6 | 0.5 | 0
13:00 | 52.4 | -143.6 | 0 | 137.1 | 287.6 | 296.6 | 294.8 | 0.3 | 0
14:00 | 45.8 | -124.4 | 0 | 134.2 | 288 | 296.4 | 295.2 | 0.5 | 0
15:00 | 37.6 | -108.8 | 0 | 116.3 | 288 | 296.2 | 294.9 | 0.3 | 0
16:00 | 28.7 | -95.6 | 0 | 97.6 | 287.9 | 296.4 | 294.4 | 0.3 | 0
17:00 | 19.6 | -83.7 | 19 | 74.3 | 287.3 | 296.3 | 294 | 0.3 | 0
18:00 | 10.7 | -72.3 | 47.9 | 48.7 | 286.3 | 296 | 293.8 | 0.3 | 0
19:00 | 2.4 | -60.8 | 25.2 | 18.1 | 285.1 | 296 | 292.9 | 0.4 | 0
20:00 | -5 | -48.7 | 0 | 0 | 284 | 296 | 292 | 0.3 | 0
21:00 | -11.1 | -35.8 | 0 | 0 | 283.1 | 296.1 | 291.6 | 0.4 | 0
22:00 | -15.5 | -22 | 0 | 0 | 282.3 | 296.1 | 291.5 | 0.6 | 0
23:00 | -17.9 | -7.4 | 0 | 0 | 281.5 | 296.1 | 291.3 | 0.6 | 0
June
| solar | solar | direct | diffuse | outdoor | indoor | window | heating | blinds
| altitude | azimuth | radiation | radiation | temp. | temp. | temp. | load | closed
| (degrees) | (degrees) | (W-h/m2) | (W-h/m2) | (K) | (K) | (K) | (W-h/m2) | (% time)
midnight | -13.8 | 7 | 0 | 0 | 284.5 | 294.1 | 290.9 | 42.5 | 0
1:00 | -11.6 | 21 | 0 | 0 | 284.2 | 294.1 | 290.9 | 41.7 | 0
2:00 | -7.3 | 34.3 | 0 | 0 | 283.9 | 294.1 | 290.7 | 38.4 | 0
3:00 | -1.4 | 46.7 | 0 | 0 | 283.6 | 294.1 | 290.6 | 37.3 | 0
4:00 | 5.8 | 58.4 | 47 | 27.4 | 283.7 | 294.2 | 291.6 | 38.2 | 0
5:00 | 14 | 69.7 | 54.6 | 52.4 | 284.2 | 294.3 | 292.1 | 37.8 | 0
6:00 | 22.8 | 80.8 | 26.7 | 76.8 | 284.6 | 294.4 | 292.1 | 38.8 | 0
7:00 | 31.9 | 92.5 | 0 | 90.6 | 285.2 | 294.4 | 292.3 | 37.3 | 0
8:00 | 40.9 | 105.5 | 0 | 104.6 | 286.2 | 296.2 | 294.1 | 0.3 | 0
9:00 | 49.2 | 121 | 0 | 130.5 | 287.2 | 296.4 | 294.6 | 0.2 | 0
10:00 | 56.1 | 140.8 | 0 | 140.9 | 288.1 | 296.5 | 295.1 | 0.2 | 0
11:00 | 60.2 | 166 | 0 | 149.1 | 289.1 | 297.1 | 295.8 | 0.2 | 0
noon | 60.2 | -166 | 0 | 150.4 | 290 | 297.2 | 296.5 | 0.1 | 0
13:00 | 56.1 | -140.8 | 0 | 149.6 | 290.6 | 297.5 | 296.8 | 0 | 0
14:00 | 49.2 | -121 | 0 | 133.5 | 291 | 297.3 | 296.7 | 0.1 | 0
15:00 | 40.9 | -105.5 | 0 | 111.8 | 291.1 | 297.5 | 296.5 | 0 | 0
16:00 | 31.9 | -92.5 | 0 | 113.1 | 290.9 | 297.2 | 296.2 | 0 | 0
17:00 | 22.8 | -80.8 | 25.1 | 93.4 | 290.2 | 296.9 | 295.7 | 0.2 | 0
18:00 | 14 | -69.7 | 50.8 | 67.2 | 289.3 | 296.7 | 295.4 | 0.1 | 0
19:00 | 5.8 | -58.4 | 47.8 | 41 | 288.3 | 296.5 | 294.7 | 0.2 | 0
20:00 | -1.4 | -46.7 | 0 | 0 | 287.4 | 296.1 | 293.3 | 0.2 | 0
21:00 | -7.3 | -34.3 | 0 | 0 | 286.4 | 296.2 | 292.8 | 0.2 | 0
22:00 | -11.6 | -21 | 0 | 0 | 285.7 | 296.2 | 292.5 | 0.3 | 0
23:00 | -13.8 | -7 | 0 | 0 | 284.8 | 296.1 | 292.4 | 0.3 | 0
July
| solar | solar | direct | diffuse | outdoor | indoor | window | heating | blinds
| altitude | azimuth | radiation | radiation | temp. | temp. | temp. | load | closed
| (degrees) | (degrees) | (W-h/m2) | (W-h/m2) | (K) | (K) | (K) | (W-h/m2) | (% time)
midnight | -15.9 | 7.2 | 0 | 0 | 286.4 | 295 | 292.2 | 15.6 | 0
1:00 | -13.7 | 21.5 | 0 | 0 | 286.1 | 294.5 | 291.8 | 19.3 | 0
2:00 | -9.3 | 35.1 | 0 | 0 | 285.6 | 294.2 | 291.4 | 19.6 | 0
3:00 | -3.3 | 47.8 | 0 | 0 | 285.3 | 294.1 | 291.2 | 18.1 | 0
4:00 | 4 | 59.7 | 7.4 | 13.9 | 285.5 | 294.2 | 291.6 | 18.9 | 0
5:00 | 12.3 | 71 | 22.1 | 43.4 | 285.8 | 294.7 | 292.4 | 16.4 | 0
6:00 | 21.1 | 82.3 | 12.9 | 72.5 | 286.4 | 295.2 | 293.1 | 16.5 | 0
7:00 | 30.2 | 94.1 | 0 | 90.2 | 286.8 | 295.7 | 293.7 | 14.4 | 0
8:00 | 39.2 | 107.3 | 0 | 107.5 | 287.6 | 297.1 | 295.1 | 0.1 | 0
9:00 | 47.4 | 122.8 | 0 | 130 | 288.7 | 297.3 | 295.7 | 0 | 0
10:00 | 54.2 | 142.4 | 0 | 152.9 | 289.7 | 297.3 | 296.4 | 0 | 0
11:00 | 58.1 | 166.6 | 0 | 166.1 | 290.7 | 297.6 | 297.2 | 0 | 0
noon | 58.1 | -166.6 | 0 | 174.3 | 291.7 | 297.6 | 297.6 | 0 | 0
13:00 | 54.2 | -142.4 | 0 | 161.4 | 292.5 | 298 | 297.8 | 0 | 0
14:00 | 47.4 | -122.8 | 0 | 145.3 | 292.9 | 297.4 | 297.5 | 0 | 0
15:00 | 39.2 | -107.3 | 0 | 120.5 | 293 | 297.6 | 297.2 | 0 | 0
16:00 | 30.2 | -94.1 | 0 | 114.7 | 292.8 | 297.4 | 297.2 | 0 | 0
17:00 | 21.1 | -82.3 | 18.9 | 91.1 | 292.4 | 297.5 | 296.8 | 0 | 0
18:00 | 12.3 | -71 | 59.5 | 68.5 | 291.5 | 297.6 | 296.8 | 0 | 0
19:00 | 4 | -59.7 | 57.7 | 35.1 | 290.4 | 297.4 | 296.2 | 0 | 0
20:00 | -3.3 | -47.8 | 0 | 0 | 289.3 | 297 | 294.5 | 0 | 0
21:00 | -9.3 | -35.1 | 0 | 0 | 288.4 | 297 | 294.2 | 0 | 0
22:00 | -13.7 | -21.5 | 0 | 0 | 287.5 | 296.9 | 293.9 | 0.1 | 0
23:00 | -15.9 | -7.2 | 0 | 0 | 286.8 | 297.2 | 293.6 | 0 | 0
August
| solar | solar | direct | diffuse | outdoor | indoor | window | heating | blinds
| altitude | azimuth | radiation | radiation | temp. | temp. | temp. | load | closed
| (degrees) | (degrees) | (W-h/m2) | (W-h/m2) | (K) | (K) | (K) | (W-h/m2) | (% time)
midnight | -23.7 | 7.9 | 0 | 0 | 286.4 | 294.6 | 292 | 13.8 | 0
1:00 | -21.3 | 23.5 | 0 | 0 | 286 | 294.3 | 291.6 | 15.1 | 0
2:00 | -16.6 | 38.1 | 0 | 0 | 285.9 | 294.2 | 291.5 | 16.8 | 0
3:00 | -10.1 | 51.6 | 0 | 0 | 285.4 | 294.1 | 291.3 | 18 | 0
4:00 | -2.4 | 64.1 | 0 | 0 | 285.1 | 294.1 | 291.2 | 20.3 | 0
5:00 | 6 | 75.9 | 12.7 | 19 | 285.3 | 294.3 | 291.6 | 19.1 | 0
6:00 | 15.1 | 87.6 | 5.8 | 45.6 | 285.9 | 294.7 | 292.2 | 17.7 | 0
7:00 | 24.2 | 99.7 | 0 | 76 | 286.5 | 295.4 | 293.1 | 17.7 | 0
8:00 | 32.9 | 113.1 | 0 | 96.4 | 287.3 | 296.6 | 294.7 | 0 | 0
9:00 | 40.7 | 128.5 | 0 | 119 | 288.2 | 297 | 295.5 | 0 | 0
10:00 | 46.9 | 146.9 | 0 | 144.3 | 289.3 | 296.9 | 295.9 | 0 | 0
11:00 | 50.3 | 168.5 | 0 | 156.9 | 290.4 | 297.1 | 296.6 | 0 | 0
noon | 50.3 | -168.5 | 0 | 169.1 | 291.3 | 297.6 | 297.2 | 0 | 0
13:00 | 46.9 | -146.9 | 0 | 150.2 | 292 | 297.7 | 297.4 | 0 | 0
14:00 | 40.7 | -128.5 | 0 | 130.8 | 292.5 | 297.5 | 297.3 | 0 | 0
15:00 | 32.9 | -113.1 | 0 | 103.7 | 292.6 | 297.5 | 297.1 | 0 | 0
16:00 | 24.2 | -99.7 | 0 | 76.7 | 292.2 | 297.4 | 296.6 | 0 | 0
17:00 | 15.1 | -87.6 | 6.3 | 56.4 | 291.7 | 297.4 | 296.1 | 0 | 0
18:00 | 6 | -75.9 | 24.9 | 35.1 | 290.9 | 297.3 | 295.8 | 0 | 0
19:00 | -2.4 | -64.1 | 0 | 6 | 289.9 | 297 | 294.9 | 0 | 0
20:00 | -10.1 | -51.6 | 0 | 0 | 289 | 297 | 294.3 | 0 | 0
21:00 | -16.6 | -38.1 | 0 | 0 | 288.1 | 297 | 294.2 | 0 | 0
22:00 | -21.3 | -23.5 | 0 | 0 | 287.3 | 296.6 | 293.5 | 0 | 0
23:00 | -23.7 | -7.9 | 0 | 0 | 286.6 | 296.9 | 293.4 | 0 | 0
September
| solar | solar | direct | diffuse | outdoor | indoor | window | heating | blinds
| altitude | azimuth | radiation | radiation | temp. | temp. | temp. | load | closed
| (degrees) | (degrees) | (W-h/m2) | (W-h/m2) | (K) | (K) | (K) | (W-h/m2) | (% time)
midnight | -35.1 | 9.1 | 0 | 0 | 284.9 | 294.7 | 291.5 | 42.3 | 0
1:00 | -32.3 | 26.9 | 0 | 0 | 284.8 | 294.4 | 291.3 | 42.6 | 0
2:00 | -27.1 | 43.1 | 0 | 0 | 284.5 | 294.3 | 291.1 | 42.2 | 0
3:00 | -20 | 57.5 | 0 | 0 | 284.3 | 294.2 | 291 | 41.6 | 0
4:00 | -11.8 | 70.6 | 0 | 0 | 284.1 | 294.2 | 290.9 | 42.3 | 0
5:00 | -3 | 82.8 | 0 | 0.3 | 284 | 294.1 | 290.8 | 44.5 | 0
6:00 | 6 | 94.7 | 0 | 19.9 | 284.3 | 294.2 | 291.1 | 42.1 | 0
7:00 | 15 | 107 | 0 | 44.4 | 284.7 | 294.5 | 291.7 | 37.1 | 0
8:00 | 23.3 | 120.2 | 0 | 67.9 | 285.4 | 296.9 | 293.6 | 0.4 | 0
9:00 | 30.6 | 135 | 0 | 89.9 | 286.1 | 296.8 | 294.1 | 0.5 | 0
10:00 | 36 | 151.7 | 0 | 104.9 | 286.8 | 297 | 294.6 | 0.3 | 0
11:00 | 39 | 170.3 | 0 | 105.9 | 287.6 | 296.7 | 294.9 | 0.3 | 0
noon | 39 | -170.3 | 0 | 104.9 | 288.3 | 296.9 | 295.3 | 0.2 | 0
13:00 | 36 | -151.7 | 0 | 101.4 | 288.9 | 297 | 295.4 | 0.2 | 0
14:00 | 30.6 | -135 | 0 | 92.6 | 289.4 | 297.1 | 295.5 | 0.2 | 0
15:00 | 23.3 | -120.2 | 0 | 73.2 | 289.5 | 297.1 | 295.5 | 0.1 | 0
16:00 | 15 | -107 | 0 | 44.6 | 289.3 | 296.8 | 295 | 0.1 | 0
17:00 | 6 | -94.7 | 0 | 23.9 | 288.6 | 296.9 | 294.6 | 0.1 | 0
18:00 | -3 | -82.8 | 0 | 2.4 | 287.8 | 296.8 | 293.8 | 0.2 | 0
19:00 | -11.8 | -70.6 | 0 | 0 | 287.1 | 296.9 | 293.5 | 0.3 | 0
20:00 | -20 | -57.5 | 0 | 0 | 286.5 | 296.5 | 293.4 | 0.4 | 0
21:00 | -27.1 | -43.1 | 0 | 0 | 285.9 | 296.4 | 293.1 | 0.4 | 0
22:00 | -32.3 | -26.9 | 0 | 0 | 285.3 | 296.5 | 292.8 | 0.4 | 0
23:00 | -35.1 | -9.1 | 0 | 0 | 285 | 296.7 | 292.7 | 0.5 | 0
October
| solar | solar | direct | diffuse | outdoor | indoor | window | heating | blinds
| altitude | azimuth | radiation | radiation | temp. | temp. | temp. | load | closed
| (degrees) | (degrees) | (W-h/m2) | (W-h/m2) | (K) | (K) | (K) | (W-h/m2) | (% time)
midnight | -47 | 10.8 | 0 | 0 | 282.1 | 294.2 | 290.3 | 58.1 | 0
1:00 | -43.7 | 31.4 | 0 | 0 | 282.1 | 294.1 | 290.2 | 57 | 0
2:00 | -37.8 | 49.3 | 0 | 0 | 282 | 294.1 | 290.1 | 58.5 | 0
3:00 | -30.1 | 64.6 | 0 | 0 | 281.8 | 294.1 | 290.1 | 59.4 | 0
4:00 | -21.5 | 78 | 0 | 0 | 281.8 | 294.1 | 290.1 | 60.9 | 0
5:00 | -12.4 | 90.2 | 0 | 0 | 281.7 | 294.1 | 290 | 65.6 | 0
6:00 | -3.4 | 102 | 0 | 0.8 | 281.8 | 294.1 | 290.1 | 66.3 | 0
7:00 | 5.2 | 114 | 0 | 16.8 | 282.2 | 294.1 | 290.4 | 64.8 | 0
8:00 | 13 | 126.6 | 0 | 37.6 | 282.6 | 295.9 | 292 | 0.6 | 0
9:00 | 19.7 | 140.4 | 0 | 61.3 | 283.3 | 296.3 | 292.4 | 0.8 | 0
10:00 | 24.5 | 155.5 | 0 | 70.4 | 283.9 | 296 | 292.9 | 1 | 0
11:00 | 27.1 | 171.7 | 0 | 81.3 | 284.6 | 296 | 293.3 | 0.7 | 0
noon | 27.1 | -171.7 | 0 | 79 | 285.1 | 296.2 | 293.2 | 0.8 | 0
13:00 | 24.5 | -155.5 | 0 | 65.6 | 285.4 | 296.5 | 293.3 | 0.6 | 0
14:00 | 19.7 | -140.4 | 0 | 49.7 | 285.5 | 296 | 293.3 | 0.7 | 0
15:00 | 13 | -126.6 | 0 | 33.4 | 285.3 | 295.9 | 292.9 | 0.5 | 0
16:00 | 5.2 | -114 | 0 | 14.6 | 284.7 | 295.9 | 292.5 | 0.4 | 0
17:00 | -3.4 | -102 | 0 | 0.4 | 284.1 | 296.3 | 292.1 | 0.5 | 0
18:00 | -12.4 | -90.2 | 0 | 0 | 283.5 | 296.3 | 291.8 | 0.6 | 0
19:00 | -21.5 | -78 | 0 | 0 | 283.1 | 296.2 | 291.8 | 0.4 | 0
20:00 | -30.1 | -64.6 | 0 | 0 | 282.8 | 295.9 | 291.8 | 0.7 | 0
21:00 | -37.8 | -49.3 | 0 | 0 | 282.5 | 296.1 | 291.6 | 0.4 | 0
22:00 | -43.7 | -31.4 | 0 | 0 | 282.4 | 295.8 | 291.6 | 0.6 | 0
23:00 | -47 | -10.8 | 0 | 0 | 282.2 | 296 | 291.4 | 0.6 | 0
November
| solar | solar | direct | diffuse | outdoor | indoor | window | heating | blinds
| altitude | azimuth | radiation | radiation | temp. | temp. | temp. | load | closed
| (degrees) | (degrees) | (W-h/m2) | (W-h/m2) | (K) | (K) | (K) | (W-h/m2) | (% time)
midnight | -56.2 | 12.8 | 0 | 0 | 278.9 | 294.1 | 289.1 | 103.7 | 0
1:00 | -52.4 | 36.3 | 0 | 0 | 278.8 | 294.1 | 289.1 | 104.3 | 0
2:00 | -45.8 | 55.6 | 0 | 0 | 278.6 | 294.1 | 289.1 | 110.4 | 0
3:00 | -37.7 | 71.1 | 0 | 0 | 278.5 | 294.1 | 289 | 106.8 | 0
4:00 | -28.8 | 84.3 | 0 | 0 | 278.4 | 294.1 | 289 | 102.8 | 0
5:00 | -19.7 | 96.2 | 0 | 0 | 278.4 | 294.1 | 289 | 106.2 | 0
6:00 | -10.7 | 107.7 | 0 | 0 | 278.3 | 294.1 | 289 | 106.6 | 0
7:00 | -2.4 | 119.2 | 0 | 1 | 278.2 | 294.1 | 288.9 | 107.2 | 0
8:00 | 5 | 131.2 | 0 | 16 | 278.4 | 295.9 | 290.8 | 0.4 | 0
9:00 | 11.1 | 144.1 | 0 | 30.1 | 278.8 | 296.4 | 290.6 | 1.7 | 0
10:00 | 15.5 | 157.9 | 0 | 45.9 | 279.2 | 296 | 291 | 2 | 0
11:00 | 17.8 | 172.5 | 0 | 57.8 | 279.7 | 296 | 291.2 | 1.6 | 0
noon | 17.8 | -172.5 | 0 | 55.3 | 280.1 | 295.8 | 291.2 | 1.5 | 0
13:00 | 15.5 | -157.9 | 0 | 47.3 | 280.3 | 295.7 | 291.3 | 1.7 | 0
14:00 | 11.1 | -144.1 | 0 | 30.2 | 280.4 | 296.1 | 291 | 1.3 | 0
15:00 | 5 | -131.2 | 0 | 12.9 | 280.2 | 295.9 | 290.6 | 1.3 | 0
16:00 | -2.4 | -119.2 | 0 | 0 | 280 | 295.8 | 290.8 | 0.8 | 0
17:00 | -10.7 | -107.7 | 0 | 0 | 279.7 | 295.9 | 290.6 | 1.2 | 0
18:00 | -19.7 | -96.2 | 0 | 0 | 279.6 | 295.6 | 290.4 | 1.1 | 0
19:00 | -28.8 | -84.3 | 0 | 0 | 279.4 | 295.8 | 290.5 | 0.7 | 0
20:00 | -37.7 | -71.1 | 0 | 0 | 279.4 | 295.7 | 290.3 | 1.1 | 0
21:00 | -45.8 | -55.6 | 0 | 0 | 279.2 | 296 | 290.3 | 1 | 0
22:00 | -52.4 | -36.3 | 0 | 0 | 279 | 295.9 | 290.3 | 1 | 0
23:00 | -56.2 | -12.8 | 0 | 0 | 278.8 | 295.7 | 290.5 | 1 | 0
December
| solar | solar | direct | diffuse | outdoor | indoor | window | heating | blinds
| altitude | azimuth | radiation | radiation | temp. | temp. | temp. | load | closed
| (degrees) | (degrees) | (W-h/m2) | (W-h/m2) | (K) | (K) | (K) | (W-h/m2) | (% time)
midnight | -60.2 | 13.9 | 0 | 0 | 276.9 | 294.1 | 288.5 | 108.6 | 0
1:00 | -56.1 | 39.1 | 0 | 0 | 276.8 | 294.1 | 288.5 | 112.4 | 0
2:00 | -49.2 | 58.9 | 0 | 0 | 276.8 | 294.1 | 288.5 | 112.7 | 0
3:00 | -40.9 | 74.4 | 0 | 0 | 276.8 | 294.1 | 288.5 | 112.7 | 0
4:00 | -31.9 | 87.4 | 0 | 0 | 276.9 | 294.1 | 288.5 | 110.1 | 0
5:00 | -22.8 | 99.1 | 0 | 0 | 277 | 294.1 | 288.5 | 113.1 | 0
6:00 | -14 | 110.2 | 0 | 0 | 276.9 | 294.1 | 288.5 | 110.2 | 0
7:00 | -5.8 | 121.5 | 0 | 0 | 276.9 | 294.1 | 288.5 | 107.5 | 0
8:00 | 1.4 | 133.2 | 0 | 1.8 | 277.1 | 296.6 | 290.1 | 0.1 | 0
9:00 | 7.3 | 145.7 | 0 | 14.9 | 277.3 | 296.1 | 290.1 | 2 | 0
10:00 | 11.6 | 158.9 | 0 | 28.6 | 277.7 | 295.7 | 290.3 | 2.2 | 0
11:00 | 13.8 | 172.9 | 0 | 36.8 | 277.9 | 296.1 | 290.3 | 1.8 | 0
noon | 13.8 | -172.9 | 0 | 37.9 | 278.2 | 295.8 | 290.5 | 2.1 | 0
13:00 | 11.6 | -158.9 | 0 | 29 | 278.4 | 295.8 | 290.5 | 1.5 | 0
14:00 | 7.3 | -145.7 | 0 | 18.1 | 278.3 | 295.5 | 290.4 | 1.8 | 0
15:00 | 1.4 | -133.2 | 0 | 4.7 | 278.2 | 295.7 | 290.4 | 1 | 0
16:00 | -5.8 | -121.5 | 0 | 0 | 277.8 | 296.1 | 290 | 1.2 | 0
17:00 | -14 | -110.2 | 0 | 0 | 277.7 | 296 | 289.8 | 1.6 | 0
18:00 | -22.8 | -99.1 | 0 | 0 | 277.5 | 295.9 | 289.9 | 1.3 | 0
19:00 | -31.9 | -87.4 | 0 | 0 | 277.5 | 295.8 | 289.9 | 1 | 0
20:00 | -40.9 | -74.4 | 0 | 0 | 277.3 | 295.9 | 289.8 | 1.4 | 0
21:00 | -49.2 | -58.9 | 0 | 0 | 277.1 | 295.5 | 289.8 | 1.6 | 0
22:00 | -56.1 | -39.1 | 0 | 0 | 277.1 | 296 | 289.9 | 0.8 | 0
23:00 | -60.2 | -13.9 | 0 | 0 | 277 | 295.9 | 289.7 | 1.4 | 0

## Sheet56
Scenario One (blue)
Tue Dec 03 2019 23:28:02 GMT+0000 (Greenwich Mean Time)
Setup Information:
Building
Location | UK - London
Building length, side A | N/A
Building length, side B | N/A
Simulation Type
Simulation Type | one_sided
Window Description
Typology | dgu_nb
Glazing Type | clear
Window Area | 56%
Wall Description
Insulation R-Value | 99999999.9 m2-K/W
Occupancy
Type | Low-rise Residential
Occupancy Load | 0.000 people per m2
Lighting Requirements | 400 lux
Equipment Load | 0.00 W/m2
Room Ventilation
Air Change Rate per Occupant | 15.0 liters / sec per person
Total Air Change Rate | 0.0 roomfuls per hour
Lighting Control
Lighting Control | lights do not respond to daylight: all lights fully on while building is occupied
Representative Room
Orientation | north
Room Depth | 27 m
Room Width | 5 m
Room Height | 2.2 m
Thermal Mass
Thermal Mass | none
Overhang
Overhang Depth | 0 m
Roof
Roof Type | adiabatic roof
Simulation Results:
Primary Energy Use and CO2 Emissions
| heating | cooling | lighting | total | CO2
| energy | energy | energy | energy | emissions
| (kWh/m2) | (kWh/m2) | (kWh/m2) | (kWh/m2) | (kg/m2)
January | 33.6 | 0 | 7.3 | 40.9 | 8.2
February | 28.1 | 0 | 6.6 | 34.7 | 6.9
March | 32.2 | 0 | 7.3 | 39.5 | 7.9
April | 25.9 | 0 | 7.1 | 33 | 6.6
May | 18.8 | 0 | 7.3 | 26.1 | 5.2
June | 9.4 | 0 | 7.1 | 16.5 | 3.3
July | 4.3 | 0 | 7.3 | 11.6 | 2.3
August | 4.3 | 0 | 7.3 | 11.6 | 2.3
September | 10.2 | 0 | 7.1 | 17.3 | 3.5
October | 15.5 | 0 | 7.3 | 22.8 | 4.6
November | 26 | 0 | 7.1 | 33.1 | 6.6
December | 28.2 | 0 | 7.3 | 35.5 | 7.1
Total | 236.5 | 0 | 86.1 | 322.6 | 64.5 | yearly energy
January
| solar | solar | direct | diffuse | outdoor | indoor | window | heating | blinds
| altitude | azimuth | radiation | radiation | temp. | temp. | temp. | load | closed
| (degrees) | (degrees) | (W-h/m2) | (W-h/m2) | (K) | (K) | (K) | (W-h/m2) | (% time)
midnight | -58.1 | 13.3 | 0 | 0 | 275.9 | 294.1 | 288.2 | 136 | 0
1:00 | -54.2 | 37.6 | 0 | 0 | 275.8 | 294.1 | 288.2 | 135.3 | 0
2:00 | -47.5 | 57.1 | 0 | 0 | 275.8 | 294.1 | 288.2 | 133.8 | 0
3:00 | -39.2 | 72.7 | 0 | 0 | 275.7 | 294.1 | 288.1 | 129.6 | 0
4:00 | -30.2 | 85.8 | 0 | 0 | 275.6 | 294.1 | 288.1 | 132.4 | 0
5:00 | -21.1 | 97.6 | 0 | 0 | 275.6 | 294.1 | 288.1 | 132.2 | 0
6:00 | -12.3 | 108.9 | 0 | 0 | 275.5 | 294.1 | 288.1 | 129.9 | 0
7:00 | -4 | 120.3 | 0 | 0 | 275.5 | 294.1 | 288.1 | 128.7 | 0
8:00 | 3.3 | 132.2 | 0 | 5.1 | 275.7 | 296.4 | 289.6 | 0.3 | 0
9:00 | 9.3 | 144.9 | 0 | 20.2 | 276.1 | 295.9 | 289.6 | 2.4 | 0
10:00 | 13.6 | 158.4 | 0 | 34.6 | 276.5 | 296.1 | 290 | 2.2 | 0
11:00 | 15.9 | 172.7 | 0 | 40.5 | 276.7 | 295.7 | 290.1 | 2.1 | 0
noon | 15.9 | -172.7 | 0 | 42.7 | 277.2 | 296 | 290.2 | 2.1 | 0
13:00 | 13.6 | -158.4 | 0 | 38.1 | 277.6 | 295.3 | 290.4 | 2.4 | 0
14:00 | 9.3 | -144.9 | 0 | 26.7 | 277.5 | 295.9 | 290.1 | 1.7 | 0
15:00 | 3.3 | -132.2 | 0 | 13.2 | 277.3 | 295.9 | 290.1 | 1.9 | 0
16:00 | -4 | -120.3 | 0 | 0.6 | 277 | 296.1 | 289.7 | 1.2 | 0
17:00 | -12.3 | -108.9 | 0 | 0 | 276.8 | 295.8 | 289.5 | 1.6 | 0
18:00 | -21.1 | -97.6 | 0 | 0 | 276.5 | 295.8 | 289.6 | 2.1 | 0
19:00 | -30.2 | -85.8 | 0 | 0 | 276.3 | 295.5 | 289.3 | 1.6 | 0
20:00 | -39.2 | -72.7 | 0 | 0 | 276.1 | 295.4 | 289.6 | 1.4 | 0
21:00 | -47.5 | -57.1 | 0 | 0 | 276.1 | 295.9 | 289.6 | 1 | 0
22:00 | -54.2 | -37.6 | 0 | 0 | 276 | 296 | 289.4 | 1.6 | 0
23:00 | -58.1 | -13.3 | 0 | 0 | 275.9 | 295.8 | 289.4 | 1.8 | 0
February
| solar | solar | direct | diffuse | outdoor | indoor | window | heating | blinds
| altitude | azimuth | radiation | radiation | temp. | temp. | temp. | load | closed
| (degrees) | (degrees) | (W-h/m2) | (W-h/m2) | (K) | (K) | (K) | (W-h/m2) | (% time)
midnight | -50.4 | 11.4 | 0 | 0 | 275.4 | 294.1 | 288 | 116.6 | 0
1:00 | -46.9 | 33 | 0 | 0 | 275.3 | 294.1 | 288 | 110.9 | 0
2:00 | -40.8 | 51.4 | 0 | 0 | 275.2 | 294.1 | 288 | 115 | 0
3:00 | -32.9 | 66.9 | 0 | 0 | 275.2 | 294.1 | 288 | 121.6 | 0
4:00 | -24.2 | 80.2 | 0 | 0 | 275.2 | 294.1 | 288 | 123.6 | 0
5:00 | -15.1 | 92.3 | 0 | 0 | 275.1 | 294.1 | 287.9 | 128.2 | 0
6:00 | -6.1 | 104 | 0 | 0 | 275.1 | 294.1 | 287.9 | 128 | 0
7:00 | 2.4 | 115.9 | 0 | 2.3 | 275.1 | 294.1 | 288 | 131.6 | 0
8:00 | 10.1 | 128.3 | 0 | 20.6 | 275.5 | 296.2 | 290 | 0.9 | 0
9:00 | 16.5 | 141.8 | 0 | 40.4 | 276.1 | 296.1 | 289.9 | 2.2 | 0
10:00 | 21.2 | 156.4 | 0 | 55.1 | 276.7 | 295.6 | 290.3 | 3 | 0
11:00 | 23.7 | 172 | 0 | 60.6 | 277.3 | 296.1 | 290.3 | 2.5 | 0
noon | 23.7 | -172 | 0 | 65.1 | 277.9 | 296 | 290.7 | 2.6 | 0
13:00 | 21.2 | -156.4 | 0 | 57 | 278.4 | 295.6 | 291.1 | 2.4 | 0
14:00 | 16.5 | -141.8 | 0 | 53.5 | 278.5 | 295.9 | 290.9 | 2 | 0
15:00 | 10.1 | -128.3 | 0 | 36 | 278.3 | 295.8 | 290.5 | 2.2 | 0
16:00 | 2.4 | -115.9 | 0 | 14.5 | 277.7 | 295.5 | 290.3 | 1.9 | 0
17:00 | -6.1 | -104 | 0 | 0.3 | 277.1 | 295.8 | 290 | 1.3 | 0
18:00 | -15.1 | -92.3 | 0 | 0 | 276.7 | 296.4 | 289.6 | 1.2 | 0
19:00 | -24.2 | -80.2 | 0 | 0 | 276.3 | 295.8 | 289.2 | 2 | 0
20:00 | -32.9 | -66.9 | 0 | 0 | 276 | 295.5 | 289.6 | 1.4 | 0
21:00 | -40.8 | -51.4 | 0 | 0 | 275.7 | 295.9 | 289.2 | 1.5 | 0
22:00 | -46.9 | -33 | 0 | 0 | 275.5 | 296.2 | 289.3 | 1.3 | 0
23:00 | -50.4 | -11.4 | 0 | 0 | 275.4 | 295.4 | 289.3 | 1.6 | 0
March
| solar | solar | direct | diffuse | outdoor | indoor | window | heating | blinds
| altitude | azimuth | radiation | radiation | temp. | temp. | temp. | load | closed
| (degrees) | (degrees) | (W-h/m2) | (W-h/m2) | (K) | (K) | (K) | (W-h/m2) | (% time)
midnight | -39 | 9.6 | 0 | 0 | 276.9 | 294.1 | 288.5 | 128.3 | 0
1:00 | -36 | 28.2 | 0 | 0 | 276.8 | 294.1 | 288.5 | 132 | 0
2:00 | -30.6 | 45 | 0 | 0 | 276.7 | 294.1 | 288.4 | 136.2 | 0
3:00 | -23.4 | 59.7 | 0 | 0 | 276.5 | 294.1 | 288.4 | 128.7 | 0
4:00 | -15 | 72.9 | 0 | 0 | 276.3 | 294.1 | 288.3 | 130 | 0
5:00 | -6.1 | 85.2 | 0 | 0 | 276.4 | 294.1 | 288.3 | 124.8 | 0
6:00 | 2.9 | 97.1 | 0 | 4.1 | 276.6 | 294.1 | 288.4 | 117.2 | 0
7:00 | 11.8 | 109.3 | 0 | 24.9 | 276.9 | 294.1 | 288.8 | 113.6 | 0
8:00 | 20 | 122.4 | 0 | 48.1 | 277.4 | 295.8 | 290.3 | 1.3 | 0
9:00 | 27 | 136.9 | 0 | 66.7 | 278 | 296.2 | 290.7 | 1.9 | 0
10:00 | 32.2 | 153.1 | 0 | 85.8 | 278.8 | 295.6 | 291.3 | 2.2 | 0
11:00 | 35.1 | 170.8 | 0 | 100 | 279.8 | 295.6 | 291.7 | 2.2 | 0
noon | 35.1 | -170.8 | 0 | 101.7 | 280.5 | 295.7 | 292.1 | 2 | 0
13:00 | 32.2 | -153.1 | 0 | 93 | 281.2 | 295.8 | 292.1 | 1.5 | 0
14:00 | 27 | -136.9 | 0 | 79.8 | 281.5 | 296.2 | 292 | 1.3 | 0
15:00 | 20 | -122.4 | 0 | 58.9 | 281.4 | 296.3 | 291.6 | 1.7 | 0
16:00 | 11.8 | -109.3 | 0 | 34.5 | 280.9 | 295.9 | 291.4 | 1.7 | 0
17:00 | 2.9 | -97.1 | 0 | 15.4 | 280.1 | 296 | 290.8 | 1.5 | 0
18:00 | -6.1 | -85.2 | 0 | 0 | 279.4 | 295.9 | 290.6 | 1.5 | 0
19:00 | -15 | -72.9 | 0 | 0 | 278.7 | 295.9 | 290.3 | 1.2 | 0
20:00 | -23.4 | -59.7 | 0 | 0 | 278.2 | 295.8 | 290.2 | 1.8 | 0
21:00 | -30.6 | -45 | 0 | 0 | 277.8 | 295.8 | 289.7 | 1.7 | 0
22:00 | -36 | -28.2 | 0 | 0 | 277.3 | 295.8 | 289.8 | 1.4 | 0
23:00 | -39 | -9.6 | 0 | 0 | 277.1 | 295.6 | 289.7 | 2.2 | 0
April
| solar | solar | direct | diffuse | outdoor | indoor | window | heating | blinds
| altitude | azimuth | radiation | radiation | temp. | temp. | temp. | load | closed
| (degrees) | (degrees) | (W-h/m2) | (W-h/m2) | (K) | (K) | (K) | (W-h/m2) | (% time)
midnight | -27.1 | 8.3 | 0 | 0 | 278.5 | 294.1 | 289 | 105.4 | 0
1:00 | -24.5 | 24.4 | 0 | 0 | 278.2 | 294.1 | 288.9 | 103.5 | 0
2:00 | -19.7 | 39.5 | 0 | 0 | 278 | 294.1 | 288.9 | 105.1 | 0
3:00 | -13.1 | 53.3 | 0 | 0 | 277.7 | 294.1 | 288.8 | 107.2 | 0
4:00 | -5.2 | 66 | 0 | 0 | 277.4 | 294.1 | 288.7 | 106.2 | 0
5:00 | 3.4 | 78 | 3 | 8 | 277.6 | 294.1 | 288.8 | 104.9 | 0
6:00 | 12.4 | 89.8 | 0.4 | 33.9 | 278.1 | 294.1 | 289.2 | 107.7 | 0
7:00 | 21.5 | 102 | 0 | 60.7 | 278.8 | 294.1 | 289.8 | 103.8 | 0
8:00 | 30.1 | 115.3 | 0 | 79.7 | 279.5 | 295.8 | 291.4 | 1.9 | 0
9:00 | 37.7 | 130.6 | 0 | 102.3 | 280.6 | 295.9 | 291.8 | 2.1 | 0
10:00 | 43.7 | 148.5 | 0 | 121.4 | 281.5 | 296 | 292.4 | 2.2 | 0
11:00 | 47 | 169.1 | 0 | 133.9 | 282.5 | 295.9 | 292.9 | 2 | 0
noon | 47 | -169.1 | 0 | 135.6 | 283.5 | 296.3 | 293.4 | 1.4 | 0
13:00 | 43.7 | -148.5 | 0 | 127.4 | 284.2 | 296.2 | 293.5 | 1.2 | 0
14:00 | 37.7 | -130.6 | 0 | 116.3 | 284.7 | 296 | 293.6 | 1 | 0
15:00 | 30.1 | -115.3 | 0 | 86.8 | 285 | 296.3 | 293.4 | 0.8 | 0
16:00 | 21.5 | -102 | 0 | 66.8 | 284.7 | 296.1 | 292.9 | 0.9 | 0
17:00 | 12.4 | -89.8 | 0.5 | 41.3 | 283.9 | 295.9 | 292.4 | 1 | 0
18:00 | 3.4 | -78 | 12.3 | 16.4 | 283 | 296 | 291.8 | 1.1 | 0
19:00 | -5.2 | -66 | 0 | 0 | 282 | 295.8 | 291.5 | 0.9 | 0
20:00 | -13.1 | -53.3 | 0 | 0 | 281 | 295.9 | 291.2 | 0.9 | 0
21:00 | -19.7 | -39.5 | 0 | 0 | 280 | 295.9 | 290.6 | 1.2 | 0
22:00 | -24.5 | -24.4 | 0 | 0 | 279.3 | 295.8 | 290.4 | 1.3 | 0
23:00 | -27.1 | -8.3 | 0 | 0 | 278.6 | 295.9 | 290.4 | 1.3 | 0
May
| solar | solar | direct | diffuse | outdoor | indoor | window | heating | blinds
| altitude | azimuth | radiation | radiation | temp. | temp. | temp. | load | closed
| (degrees) | (degrees) | (W-h/m2) | (W-h/m2) | (K) | (K) | (K) | (W-h/m2) | (% time)
midnight | -17.9 | 7.4 | 0 | 0 | 281 | 294.1 | 289.8 | 75.6 | 0
1:00 | -15.5 | 22 | 0 | 0 | 280.8 | 294.1 | 289.7 | 76.2 | 0
2:00 | -11.1 | 35.8 | 0 | 0 | 280.5 | 294.1 | 289.7 | 76.7 | 0
3:00 | -5 | 48.7 | 0 | 0 | 280.2 | 294.1 | 289.5 | 75.3 | 0
4:00 | 2.4 | 60.8 | 12.8 | 10.9 | 280.2 | 294.1 | 289.8 | 77.1 | 0
5:00 | 10.7 | 72.3 | 41.5 | 40.6 | 280.5 | 294.1 | 290.5 | 75.7 | 0
6:00 | 19.6 | 83.7 | 18 | 62.9 | 280.9 | 294.1 | 290.6 | 75.8 | 0
7:00 | 28.7 | 95.6 | 0 | 84.8 | 281.8 | 294.1 | 291 | 67 | 0
8:00 | 37.6 | 108.8 | 0 | 101.3 | 282.7 | 296.1 | 292.8 | 0.8 | 0
9:00 | 45.8 | 124.4 | 0 | 131.7 | 283.7 | 296 | 293.4 | 1.1 | 0
10:00 | 52.4 | 143.6 | 0 | 145.9 | 284.8 | 295.9 | 294 | 1 | 0
11:00 | 56.2 | 167.2 | 0 | 152.2 | 285.8 | 296 | 294.7 | 0.4 | 0
noon | 56.2 | -167.2 | 0 | 145.7 | 286.8 | 296.2 | 294.7 | 0.5 | 0
13:00 | 52.4 | -143.6 | 0 | 137.1 | 287.6 | 296.3 | 294.9 | 0.3 | 0
14:00 | 45.8 | -124.4 | 0 | 134.2 | 288 | 296.3 | 295.1 | 0.3 | 0
15:00 | 37.6 | -108.8 | 0 | 116.3 | 288 | 296.2 | 294.8 | 0.3 | 0
16:00 | 28.7 | -95.6 | 0 | 97.6 | 287.9 | 296.1 | 294.5 | 0.3 | 0
17:00 | 19.6 | -83.7 | 19 | 74.3 | 287.3 | 296.3 | 294.1 | 0.3 | 0
18:00 | 10.7 | -72.3 | 47.9 | 48.7 | 286.3 | 296 | 293.9 | 0.3 | 0
19:00 | 2.4 | -60.8 | 25.2 | 18.1 | 285.1 | 296.3 | 292.8 | 0.3 | 0
20:00 | -5 | -48.7 | 0 | 0 | 284 | 296.1 | 292.1 | 0.4 | 0
21:00 | -11.1 | -35.8 | 0 | 0 | 283.1 | 296.2 | 291.5 | 0.4 | 0
22:00 | -15.5 | -22 | 0 | 0 | 282.3 | 296.1 | 291.5 | 0.6 | 0
23:00 | -17.9 | -7.4 | 0 | 0 | 281.5 | 295.9 | 291.2 | 0.7 | 0
June
| solar | solar | direct | diffuse | outdoor | indoor | window | heating | blinds
| altitude | azimuth | radiation | radiation | temp. | temp. | temp. | load | closed
| (degrees) | (degrees) | (W-h/m2) | (W-h/m2) | (K) | (K) | (K) | (W-h/m2) | (% time)
midnight | -13.8 | 7 | 0 | 0 | 284.5 | 294.1 | 290.9 | 42.5 | 0
1:00 | -11.6 | 21 | 0 | 0 | 284.2 | 294.1 | 290.9 | 41.7 | 0
2:00 | -7.3 | 34.3 | 0 | 0 | 283.9 | 294.1 | 290.7 | 38.4 | 0
3:00 | -1.4 | 46.7 | 0 | 0 | 283.6 | 294.1 | 290.6 | 37.4 | 0
4:00 | 5.8 | 58.4 | 47 | 27.4 | 283.7 | 294.2 | 291.6 | 38.2 | 0
5:00 | 14 | 69.7 | 54.6 | 52.4 | 284.2 | 294.3 | 292.1 | 37.7 | 0
6:00 | 22.8 | 80.8 | 26.7 | 76.8 | 284.6 | 294.4 | 292.2 | 38.7 | 0
7:00 | 31.9 | 92.5 | 0 | 90.6 | 285.2 | 294.4 | 292.3 | 37.3 | 0
8:00 | 40.9 | 105.5 | 0 | 104.6 | 286.2 | 296.2 | 294 | 0.3 | 0
9:00 | 49.2 | 121 | 0 | 130.5 | 287.2 | 296.4 | 294.6 | 0.2 | 0
10:00 | 56.1 | 140.8 | 0 | 140.9 | 288.1 | 296.5 | 295 | 0.2 | 0
11:00 | 60.2 | 166 | 0 | 149.1 | 289.1 | 297.2 | 295.8 | 0.3 | 0
noon | 60.2 | -166 | 0 | 150.4 | 290 | 297.2 | 296.5 | 0.1 | 0
13:00 | 56.1 | -140.8 | 0 | 149.6 | 290.6 | 297.3 | 296.9 | 0 | 0
14:00 | 49.2 | -121 | 0 | 133.5 | 291 | 297.5 | 296.6 | 0 | 0
15:00 | 40.9 | -105.5 | 0 | 111.8 | 291.1 | 297.4 | 296.5 | 0 | 0
16:00 | 31.9 | -92.5 | 0 | 113.1 | 290.9 | 297 | 296.3 | 0 | 0
17:00 | 22.8 | -80.8 | 25.1 | 93.4 | 290.2 | 296.8 | 295.9 | 0.2 | 0
18:00 | 14 | -69.7 | 50.8 | 67.2 | 289.3 | 296.8 | 295.2 | 0.2 | 0
19:00 | 5.8 | -58.4 | 47.8 | 41 | 288.3 | 296.6 | 294.8 | 0.2 | 0
20:00 | -1.4 | -46.7 | 0 | 0 | 287.4 | 296.1 | 293.4 | 0.2 | 0
21:00 | -7.3 | -34.3 | 0 | 0 | 286.4 | 296.3 | 293 | 0.2 | 0
22:00 | -11.6 | -21 | 0 | 0 | 285.7 | 296.1 | 292.7 | 0.3 | 0
23:00 | -13.8 | -7 | 0 | 0 | 284.8 | 296.2 | 292.3 | 0.3 | 0
July
| solar | solar | direct | diffuse | outdoor | indoor | window | heating | blinds
| altitude | azimuth | radiation | radiation | temp. | temp. | temp. | load | closed
| (degrees) | (degrees) | (W-h/m2) | (W-h/m2) | (K) | (K) | (K) | (W-h/m2) | (% time)
midnight | -15.9 | 7.2 | 0 | 0 | 286.4 | 295 | 292.2 | 15.7 | 0
1:00 | -13.7 | 21.5 | 0 | 0 | 286.1 | 294.5 | 291.8 | 19.3 | 0
2:00 | -9.3 | 35.1 | 0 | 0 | 285.6 | 294.2 | 291.4 | 19.6 | 0
3:00 | -3.3 | 47.8 | 0 | 0 | 285.3 | 294.1 | 291.2 | 18.1 | 0
4:00 | 4 | 59.7 | 7.4 | 13.9 | 285.5 | 294.2 | 291.5 | 19 | 0
5:00 | 12.3 | 71 | 22.1 | 43.4 | 285.8 | 294.7 | 292.4 | 16.4 | 0
6:00 | 21.1 | 82.3 | 12.9 | 72.5 | 286.4 | 295.2 | 293.2 | 16.5 | 0
7:00 | 30.2 | 94.1 | 0 | 90.2 | 286.8 | 295.7 | 293.7 | 14.4 | 0
8:00 | 39.2 | 107.3 | 0 | 107.5 | 287.6 | 297.1 | 295.1 | 0.1 | 0
9:00 | 47.4 | 122.8 | 0 | 130 | 288.7 | 297.2 | 295.7 | 0 | 0
10:00 | 54.2 | 142.4 | 0 | 152.9 | 289.7 | 297.4 | 296.4 | 0 | 0
11:00 | 58.1 | 166.6 | 0 | 166.1 | 290.7 | 297.7 | 297.1 | 0 | 0
noon | 58.1 | -166.6 | 0 | 174.3 | 291.7 | 297.6 | 297.5 | 0 | 0
13:00 | 54.2 | -142.4 | 0 | 161.4 | 292.5 | 297.9 | 297.9 | 0 | 0
14:00 | 47.4 | -122.8 | 0 | 145.3 | 292.9 | 297.5 | 297.6 | 0 | 0
15:00 | 39.2 | -107.3 | 0 | 120.5 | 293 | 297.5 | 297.2 | 0 | 0
16:00 | 30.2 | -94.1 | 0 | 114.7 | 292.8 | 297.5 | 297.2 | 0 | 0
17:00 | 21.1 | -82.3 | 18.9 | 91.1 | 292.4 | 297.4 | 296.9 | 0 | 0
18:00 | 12.3 | -71 | 59.5 | 68.5 | 291.5 | 297.5 | 296.8 | 0 | 0
19:00 | 4 | -59.7 | 57.7 | 35.1 | 290.4 | 297.5 | 296.1 | 0 | 0
20:00 | -3.3 | -47.8 | 0 | 0 | 289.3 | 296.8 | 294.6 | 0 | 0
21:00 | -9.3 | -35.1 | 0 | 0 | 288.4 | 297.2 | 294 | 0 | 0
22:00 | -13.7 | -21.5 | 0 | 0 | 287.5 | 297.2 | 293.9 | 0 | 0
23:00 | -15.9 | -7.2 | 0 | 0 | 286.8 | 297.1 | 293.7 | 0 | 0
August
| solar | solar | direct | diffuse | outdoor | indoor | window | heating | blinds
| altitude | azimuth | radiation | radiation | temp. | temp. | temp. | load | closed
| (degrees) | (degrees) | (W-h/m2) | (W-h/m2) | (K) | (K) | (K) | (W-h/m2) | (% time)
midnight | -23.7 | 7.9 | 0 | 0 | 286.4 | 294.7 | 292 | 13.8 | 0
1:00 | -21.3 | 23.5 | 0 | 0 | 286 | 294.4 | 291.7 | 15.2 | 0
2:00 | -16.6 | 38.1 | 0 | 0 | 285.9 | 294.3 | 291.5 | 16.9 | 0
3:00 | -10.1 | 51.6 | 0 | 0 | 285.4 | 294.2 | 291.3 | 18.1 | 0
4:00 | -2.4 | 64.1 | 0 | 0 | 285.1 | 294.1 | 291.2 | 20.3 | 0
5:00 | 6 | 75.9 | 12.7 | 19 | 285.3 | 294.3 | 291.6 | 19.1 | 0
6:00 | 15.1 | 87.6 | 5.8 | 45.6 | 285.9 | 294.7 | 292.2 | 17.7 | 0
7:00 | 24.2 | 99.7 | 0 | 76 | 286.5 | 295.4 | 293.2 | 17.7 | 0
8:00 | 32.9 | 113.1 | 0 | 96.4 | 287.3 | 296.7 | 294.7 | 0 | 0
9:00 | 40.7 | 128.5 | 0 | 119 | 288.2 | 297 | 295.4 | 0 | 0
10:00 | 46.9 | 146.9 | 0 | 144.3 | 289.3 | 296.9 | 296 | 0 | 0
11:00 | 50.3 | 168.5 | 0 | 156.9 | 290.4 | 297.1 | 296.5 | 0 | 0
noon | 50.3 | -168.5 | 0 | 169.1 | 291.3 | 297.6 | 297.2 | 0 | 0
13:00 | 46.9 | -146.9 | 0 | 150.2 | 292 | 297.8 | 297.4 | 0 | 0
14:00 | 40.7 | -128.5 | 0 | 130.8 | 292.5 | 297.4 | 297.3 | 0 | 0
15:00 | 32.9 | -113.1 | 0 | 103.7 | 292.6 | 297.6 | 297.1 | 0 | 0
16:00 | 24.2 | -99.7 | 0 | 76.7 | 292.2 | 297.4 | 296.6 | 0 | 0
17:00 | 15.1 | -87.6 | 6.3 | 56.4 | 291.7 | 297.4 | 296 | 0 | 0
18:00 | 6 | -75.9 | 24.9 | 35.1 | 290.9 | 297.3 | 295.9 | 0 | 0
19:00 | -2.4 | -64.1 | 0 | 6 | 289.9 | 297.2 | 294.9 | 0 | 0
20:00 | -10.1 | -51.6 | 0 | 0 | 289 | 297 | 294.4 | 0 | 0
21:00 | -16.6 | -38.1 | 0 | 0 | 288.1 | 297.1 | 294.1 | 0 | 0
22:00 | -21.3 | -23.5 | 0 | 0 | 287.3 | 296.9 | 293.6 | 0 | 0
23:00 | -23.7 | -7.9 | 0 | 0 | 286.6 | 296.8 | 293.5 | 0 | 0
September
| solar | solar | direct | diffuse | outdoor | indoor | window | heating | blinds
| altitude | azimuth | radiation | radiation | temp. | temp. | temp. | load | closed
| (degrees) | (degrees) | (W-h/m2) | (W-h/m2) | (K) | (K) | (K) | (W-h/m2) | (% time)
midnight | -35.1 | 9.1 | 0 | 0 | 284.9 | 294.7 | 291.6 | 42.4 | 0
1:00 | -32.3 | 26.9 | 0 | 0 | 284.8 | 294.4 | 291.3 | 42.7 | 0
2:00 | -27.1 | 43.1 | 0 | 0 | 284.5 | 294.3 | 291.1 | 42.2 | 0
3:00 | -20 | 57.5 | 0 | 0 | 284.3 | 294.2 | 291 | 41.6 | 0
4:00 | -11.8 | 70.6 | 0 | 0 | 284.1 | 294.2 | 290.9 | 42.4 | 0
5:00 | -3 | 82.8 | 0 | 0.3 | 284 | 294.1 | 290.8 | 44.5 | 0
6:00 | 6 | 94.7 | 0 | 19.9 | 284.3 | 294.2 | 291.1 | 42.1 | 0
7:00 | 15 | 107 | 0 | 44.4 | 284.7 | 294.5 | 291.8 | 37.1 | 0
8:00 | 23.3 | 120.2 | 0 | 67.9 | 285.4 | 296.9 | 293.7 | 0.5 | 0
9:00 | 30.6 | 135 | 0 | 89.9 | 286.1 | 296.8 | 294.1 | 0.5 | 0
10:00 | 36 | 151.7 | 0 | 104.9 | 286.8 | 297 | 294.6 | 0.3 | 0
11:00 | 39 | 170.3 | 0 | 105.9 | 287.6 | 296.5 | 294.9 | 0.3 | 0
noon | 39 | -170.3 | 0 | 104.9 | 288.3 | 296.9 | 295.2 | 0.2 | 0
13:00 | 36 | -151.7 | 0 | 101.4 | 288.9 | 297 | 295.4 | 0.2 | 0
14:00 | 30.6 | -135 | 0 | 92.6 | 289.4 | 297 | 295.5 | 0.1 | 0
15:00 | 23.3 | -120.2 | 0 | 73.2 | 289.5 | 297 | 295.5 | 0.1 | 0
16:00 | 15 | -107 | 0 | 44.6 | 289.3 | 296.9 | 294.9 | 0.1 | 0
17:00 | 6 | -94.7 | 0 | 23.9 | 288.6 | 297 | 294.5 | 0.1 | 0
18:00 | -3 | -82.8 | 0 | 2.4 | 287.8 | 296.9 | 293.9 | 0.2 | 0
19:00 | -11.8 | -70.6 | 0 | 0 | 287.1 | 296.8 | 293.4 | 0.3 | 0
20:00 | -20 | -57.5 | 0 | 0 | 286.5 | 296.5 | 293.3 | 0.4 | 0
21:00 | -27.1 | -43.1 | 0 | 0 | 285.9 | 296.6 | 293 | 0.4 | 0
22:00 | -32.3 | -26.9 | 0 | 0 | 285.3 | 296.7 | 292.6 | 0.4 | 0
23:00 | -35.1 | -9.1 | 0 | 0 | 285 | 296.6 | 292.9 | 0.5 | 0
October
| solar | solar | direct | diffuse | outdoor | indoor | window | heating | blinds
| altitude | azimuth | radiation | radiation | temp. | temp. | temp. | load | closed
| (degrees) | (degrees) | (W-h/m2) | (W-h/m2) | (K) | (K) | (K) | (W-h/m2) | (% time)
midnight | -47 | 10.8 | 0 | 0 | 282.1 | 294.2 | 290.3 | 58 | 0
1:00 | -43.7 | 31.4 | 0 | 0 | 282.1 | 294.1 | 290.2 | 57 | 0
2:00 | -37.8 | 49.3 | 0 | 0 | 282 | 294.1 | 290.1 | 58.5 | 0
3:00 | -30.1 | 64.6 | 0 | 0 | 281.8 | 294.1 | 290.1 | 59.4 | 0
4:00 | -21.5 | 78 | 0 | 0 | 281.8 | 294.1 | 290.1 | 60.9 | 0
5:00 | -12.4 | 90.2 | 0 | 0 | 281.7 | 294.1 | 290 | 65.6 | 0
6:00 | -3.4 | 102 | 0 | 0.8 | 281.8 | 294.1 | 290.1 | 66.3 | 0
7:00 | 5.2 | 114 | 0 | 16.8 | 282.2 | 294.1 | 290.4 | 64.8 | 0
8:00 | 13 | 126.6 | 0 | 37.6 | 282.6 | 295.9 | 292 | 0.6 | 0
9:00 | 19.7 | 140.4 | 0 | 61.3 | 283.3 | 296.2 | 292.4 | 0.8 | 0
10:00 | 24.5 | 155.5 | 0 | 70.4 | 283.9 | 296 | 292.8 | 1 | 0
11:00 | 27.1 | 171.7 | 0 | 81.3 | 284.6 | 295.9 | 293.2 | 0.8 | 0
noon | 27.1 | -171.7 | 0 | 79 | 285.1 | 296.1 | 293.3 | 0.8 | 0
13:00 | 24.5 | -155.5 | 0 | 65.6 | 285.4 | 296.4 | 293.4 | 0.6 | 0
14:00 | 19.7 | -140.4 | 0 | 49.7 | 285.5 | 296.1 | 293.2 | 0.6 | 0
15:00 | 13 | -126.6 | 0 | 33.4 | 285.3 | 296.1 | 292.9 | 0.5 | 0
16:00 | 5.2 | -114 | 0 | 14.6 | 284.7 | 295.8 | 292.5 | 0.5 | 0
17:00 | -3.4 | -102 | 0 | 0.4 | 284.1 | 296 | 291.9 | 0.6 | 0
18:00 | -12.4 | -90.2 | 0 | 0 | 283.5 | 296.3 | 291.8 | 0.5 | 0
19:00 | -21.5 | -78 | 0 | 0 | 283.1 | 296.2 | 291.8 | 0.4 | 0
20:00 | -30.1 | -64.6 | 0 | 0 | 282.8 | 296.1 | 291.9 | 0.5 | 0
21:00 | -37.8 | -49.3 | 0 | 0 | 282.5 | 296 | 291.7 | 0.6 | 0
22:00 | -43.7 | -31.4 | 0 | 0 | 282.4 | 296 | 291.8 | 0.5 | 0
23:00 | -47 | -10.8 | 0 | 0 | 282.2 | 296 | 291.5 | 0.5 | 0
November
| solar | solar | direct | diffuse | outdoor | indoor | window | heating | blinds
| altitude | azimuth | radiation | radiation | temp. | temp. | temp. | load | closed
| (degrees) | (degrees) | (W-h/m2) | (W-h/m2) | (K) | (K) | (K) | (W-h/m2) | (% time)
midnight | -56.2 | 12.8 | 0 | 0 | 278.9 | 294.1 | 289.1 | 103.9 | 0
1:00 | -52.4 | 36.3 | 0 | 0 | 278.8 | 294.1 | 289.1 | 104.3 | 0
2:00 | -45.8 | 55.6 | 0 | 0 | 278.6 | 294.1 | 289.1 | 110.5 | 0
3:00 | -37.7 | 71.1 | 0 | 0 | 278.5 | 294.1 | 289 | 106.9 | 0
4:00 | -28.8 | 84.3 | 0 | 0 | 278.4 | 294.1 | 289 | 102.8 | 0
5:00 | -19.7 | 96.2 | 0 | 0 | 278.4 | 294.1 | 289 | 106.3 | 0
6:00 | -10.7 | 107.7 | 0 | 0 | 278.3 | 294.1 | 289 | 106.6 | 0
7:00 | -2.4 | 119.2 | 0 | 1 | 278.2 | 294.1 | 288.9 | 107.2 | 0
8:00 | 5 | 131.2 | 0 | 16 | 278.4 | 295.8 | 290.8 | 0.4 | 0
9:00 | 11.1 | 144.1 | 0 | 30.1 | 278.8 | 296.3 | 290.6 | 1.7 | 0
10:00 | 15.5 | 157.9 | 0 | 45.9 | 279.2 | 296.1 | 290.9 | 2 | 0
11:00 | 17.8 | 172.5 | 0 | 57.8 | 279.7 | 295.8 | 291.3 | 1.7 | 0
noon | 17.8 | -172.5 | 0 | 55.3 | 280.1 | 295.8 | 291.2 | 1.4 | 0
13:00 | 15.5 | -157.9 | 0 | 47.3 | 280.3 | 295.7 | 291.4 | 1.6 | 0
14:00 | 11.1 | -144.1 | 0 | 30.2 | 280.4 | 296.1 | 291 | 1.3 | 0
15:00 | 5 | -131.2 | 0 | 12.9 | 280.2 | 295.6 | 290.9 | 1.2 | 0
16:00 | -2.4 | -119.2 | 0 | 0 | 280 | 295.8 | 290.7 | 0.8 | 0
17:00 | -10.7 | -107.7 | 0 | 0 | 279.7 | 295.8 | 290.6 | 1 | 0
18:00 | -19.7 | -96.2 | 0 | 0 | 279.6 | 295.8 | 290.6 | 1.1 | 0
19:00 | -28.8 | -84.3 | 0 | 0 | 279.4 | 295.9 | 290.5 | 0.7 | 0
20:00 | -37.7 | -71.1 | 0 | 0 | 279.4 | 295.8 | 290.4 | 1.3 | 0
21:00 | -45.8 | -55.6 | 0 | 0 | 279.2 | 296.2 | 290.6 | 0.8 | 0
22:00 | -52.4 | -36.3 | 0 | 0 | 279 | 295.8 | 290.2 | 1.2 | 0
23:00 | -56.2 | -12.8 | 0 | 0 | 278.8 | 295.5 | 290.6 | 1.2 | 0
December
| solar | solar | direct | diffuse | outdoor | indoor | window | heating | blinds
| altitude | azimuth | radiation | radiation | temp. | temp. | temp. | load | closed
| (degrees) | (degrees) | (W-h/m2) | (W-h/m2) | (K) | (K) | (K) | (W-h/m2) | (% time)
midnight | -60.2 | 13.9 | 0 | 0 | 276.9 | 294.1 | 288.5 | 108.8 | 0
1:00 | -56.1 | 39.1 | 0 | 0 | 276.8 | 294.1 | 288.5 | 112.4 | 0
2:00 | -49.2 | 58.9 | 0 | 0 | 276.8 | 294.1 | 288.5 | 112.8 | 0
3:00 | -40.9 | 74.4 | 0 | 0 | 276.8 | 294.1 | 288.5 | 112.8 | 0
4:00 | -31.9 | 87.4 | 0 | 0 | 276.9 | 294.1 | 288.5 | 110.1 | 0
5:00 | -22.8 | 99.1 | 0 | 0 | 277 | 294.1 | 288.5 | 113.1 | 0
6:00 | -14 | 110.2 | 0 | 0 | 276.9 | 294.1 | 288.5 | 110.3 | 0
7:00 | -5.8 | 121.5 | 0 | 0 | 276.9 | 294.1 | 288.5 | 107.5 | 0
8:00 | 1.4 | 133.2 | 0 | 1.8 | 277.1 | 296.6 | 290 | 0 | 0
9:00 | 7.3 | 145.7 | 0 | 14.9 | 277.3 | 296.1 | 290.1 | 2 | 0
10:00 | 11.6 | 158.9 | 0 | 28.6 | 277.7 | 295.8 | 290.3 | 2.2 | 0
11:00 | 13.8 | 172.9 | 0 | 36.8 | 277.9 | 295.9 | 290.3 | 1.8 | 0
noon | 13.8 | -172.9 | 0 | 37.9 | 278.2 | 295.9 | 290.4 | 2.1 | 0
13:00 | 11.6 | -158.9 | 0 | 29 | 278.4 | 295.8 | 290.6 | 1.5 | 0
14:00 | 7.3 | -145.7 | 0 | 18.1 | 278.3 | 295.8 | 290.4 | 1.6 | 0
15:00 | 1.4 | -133.2 | 0 | 4.7 | 278.2 | 296 | 290.4 | 1.1 | 0
16:00 | -5.8 | -121.5 | 0 | 0 | 277.8 | 296 | 289.8 | 1.5 | 0
17:00 | -14 | -110.2 | 0 | 0 | 277.7 | 295.7 | 290 | 1.5 | 0
18:00 | -22.8 | -99.1 | 0 | 0 | 277.5 | 295.7 | 290.1 | 1.1 | 0
19:00 | -31.9 | -87.4 | 0 | 0 | 277.5 | 296 | 289.9 | 1.2 | 0
20:00 | -40.9 | -74.4 | 0 | 0 | 277.3 | 295.9 | 289.6 | 1.5 | 0
21:00 | -49.2 | -58.9 | 0 | 0 | 277.1 | 295.7 | 290 | 1.2 | 0
22:00 | -56.1 | -39.1 | 0 | 0 | 277.1 | 295.9 | 289.8 | 1 | 0
23:00 | -60.2 | -13.9 | 0 | 0 | 277 | 295.7 | 289.7 | 1.6 | 0

## Sheet57
Scenario Two (yellow)
Tue Dec 03 2019 23:28:12 GMT+0000 (Greenwich Mean Time)
Setup Information:
Building
Location | UK - London
Building length, side A | N/A
Building length, side B | N/A
Simulation Type
Simulation Type | one_sided
Window Description
Typology | dgu_nb
Glazing Type | clear
Window Area | 57%
Wall Description
Insulation R-Value | 99999999.9 m2-K/W
Occupancy
Type | Low-rise Residential
Occupancy Load | 0.000 people per m2
Lighting Requirements | 400 lux
Equipment Load | 0.00 W/m2
Room Ventilation
Air Change Rate per Occupant | 15.0 liters / sec per person
Total Air Change Rate | 0.0 roomfuls per hour
Lighting Control
Lighting Control | lights do not respond to daylight: all lights fully on while building is occupied
Representative Room
Orientation | north
Room Depth | 27 m
Room Width | 5 m
Room Height | 2.2 m
Thermal Mass
Thermal Mass | none
Overhang
Overhang Depth | 0 m
Roof
Roof Type | adiabatic roof
Simulation Results:
Primary Energy Use and CO2 Emissions
| heating | cooling | lighting | total | CO2
| energy | energy | energy | energy | emissions
| (kWh/m2) | (kWh/m2) | (kWh/m2) | (kWh/m2) | (kg/m2)
January | 33.6 | 0 | 7.3 | 40.9 | 8.2
February | 28.1 | 0 | 6.6 | 34.7 | 6.9
March | 32.2 | 0 | 7.3 | 39.5 | 7.9
April | 25.9 | 0 | 7.1 | 33 | 6.6
May | 18.8 | 0 | 7.3 | 26.1 | 5.2
June | 9.4 | 0 | 7.1 | 16.5 | 3.3
July | 4.3 | 0 | 7.3 | 11.6 | 2.3
August | 4.3 | 0 | 7.3 | 11.6 | 2.3
September | 10.2 | 0 | 7.1 | 17.3 | 3.5
October | 15.5 | 0 | 7.3 | 22.8 | 4.6
November | 26 | 0 | 7.1 | 33.1 | 6.6
December | 28.2 | 0 | 7.3 | 35.5 | 7.1
Total | 236.5 | 0 | 86.1 | 322.6 | 64.5 | yearly energy
January
| solar | solar | direct | diffuse | outdoor | indoor | window | heating | blinds
| altitude | azimuth | radiation | radiation | temp. | temp. | temp. | load | closed
| (degrees) | (degrees) | (W-h/m2) | (W-h/m2) | (K) | (K) | (K) | (W-h/m2) | (% time)
midnight | -58.1 | 13.3 | 0 | 0 | 275.9 | 294.1 | 288.2 | 136 | 0
1:00 | -54.2 | 37.6 | 0 | 0 | 275.8 | 294.1 | 288.2 | 135.4 | 0
2:00 | -47.5 | 57.1 | 0 | 0 | 275.8 | 294.1 | 288.2 | 133.8 | 0
3:00 | -39.2 | 72.7 | 0 | 0 | 275.7 | 294.1 | 288.1 | 129.7 | 0
4:00 | -30.2 | 85.8 | 0 | 0 | 275.6 | 294.1 | 288.1 | 132.4 | 0
5:00 | -21.1 | 97.6 | 0 | 0 | 275.6 | 294.1 | 288.1 | 132.2 | 0
6:00 | -12.3 | 108.9 | 0 | 0 | 275.5 | 294.1 | 288.1 | 129.9 | 0
7:00 | -4 | 120.3 | 0 | 0 | 275.5 | 294.1 | 288.1 | 128.8 | 0
8:00 | 3.3 | 132.2 | 0 | 5.1 | 275.7 | 296.4 | 289.6 | 0.3 | 0
9:00 | 9.3 | 144.9 | 0 | 20.2 | 276.1 | 295.8 | 289.5 | 2.3 | 0
10:00 | 13.6 | 158.4 | 0 | 34.6 | 276.5 | 296 | 289.9 | 2.1 | 0
11:00 | 15.9 | 172.7 | 0 | 40.5 | 276.7 | 295.7 | 290 | 2.2 | 0
noon | 15.9 | -172.7 | 0 | 42.7 | 277.2 | 295.9 | 290.3 | 2.1 | 0
13:00 | 13.6 | -158.4 | 0 | 38.1 | 277.6 | 295.6 | 290.5 | 2.2 | 0
14:00 | 9.3 | -144.9 | 0 | 26.7 | 277.5 | 296 | 290.3 | 1.7 | 0
15:00 | 3.3 | -132.2 | 0 | 13.2 | 277.3 | 296 | 290.1 | 1.4 | 0
16:00 | -4 | -120.3 | 0 | 0.6 | 277 | 295.9 | 289.5 | 1.6 | 0
17:00 | -12.3 | -108.9 | 0 | 0 | 276.8 | 295.7 | 289.5 | 1.5 | 0
18:00 | -21.1 | -97.6 | 0 | 0 | 276.5 | 296 | 289.5 | 2 | 0
19:00 | -30.2 | -85.8 | 0 | 0 | 276.3 | 295.8 | 289.4 | 1.4 | 0
20:00 | -39.2 | -72.7 | 0 | 0 | 276.1 | 296.1 | 289.4 | 1.3 | 0
21:00 | -47.5 | -57.1 | 0 | 0 | 276.1 | 295.8 | 289.6 | 1.9 | 0
22:00 | -54.2 | -37.6 | 0 | 0 | 276 | 295.8 | 289.6 | 1.3 | 0
23:00 | -58.1 | -13.3 | 0 | 0 | 275.9 | 295.9 | 289.4 | 1.3 | 0
February
| solar | solar | direct | diffuse | outdoor | indoor | window | heating | blinds
| altitude | azimuth | radiation | radiation | temp. | temp. | temp. | load | closed
| (degrees) | (degrees) | (W-h/m2) | (W-h/m2) | (K) | (K) | (K) | (W-h/m2) | (% time)
midnight | -50.4 | 11.4 | 0 | 0 | 275.4 | 294.1 | 288 | 116.3 | 0
1:00 | -46.9 | 33 | 0 | 0 | 275.3 | 294.1 | 288 | 110.9 | 0
2:00 | -40.8 | 51.4 | 0 | 0 | 275.2 | 294.1 | 288 | 115.1 | 0
3:00 | -32.9 | 66.9 | 0 | 0 | 275.2 | 294.1 | 288 | 121.6 | 0
4:00 | -24.2 | 80.2 | 0 | 0 | 275.2 | 294.1 | 288 | 123.6 | 0
5:00 | -15.1 | 92.3 | 0 | 0 | 275.1 | 294.1 | 287.9 | 128.2 | 0
6:00 | -6.1 | 104 | 0 | 0 | 275.1 | 294.1 | 287.9 | 128 | 0
7:00 | 2.4 | 115.9 | 0 | 2.3 | 275.1 | 294.1 | 288 | 131.7 | 0
8:00 | 10.1 | 128.3 | 0 | 20.6 | 275.5 | 296.3 | 290 | 0.7 | 0
9:00 | 16.5 | 141.8 | 0 | 40.4 | 276.1 | 295.9 | 290 | 2.4 | 0
10:00 | 21.2 | 156.4 | 0 | 55.1 | 276.7 | 295.7 | 290.2 | 2.9 | 0
11:00 | 23.7 | 172 | 0 | 60.6 | 277.3 | 295.9 | 290.2 | 2.6 | 0
noon | 23.7 | -172 | 0 | 65.1 | 277.9 | 295.8 | 290.6 | 2.5 | 0
13:00 | 21.2 | -156.4 | 0 | 57 | 278.4 | 295.7 | 290.9 | 2.3 | 0
14:00 | 16.5 | -141.8 | 0 | 53.5 | 278.5 | 296 | 290.9 | 1.9 | 0
15:00 | 10.1 | -128.3 | 0 | 36 | 278.3 | 295.8 | 290.5 | 2.3 | 0
16:00 | 2.4 | -115.9 | 0 | 14.5 | 277.7 | 295.7 | 290.1 | 1.6 | 0
17:00 | -6.1 | -104 | 0 | 0.3 | 277.1 | 296 | 289.8 | 1.3 | 0
18:00 | -15.1 | -92.3 | 0 | 0 | 276.7 | 296.1 | 289.5 | 1.5 | 0
19:00 | -24.2 | -80.2 | 0 | 0 | 276.3 | 295.6 | 289.5 | 2 | 0
20:00 | -32.9 | -66.9 | 0 | 0 | 276 | 295.9 | 289.6 | 1.2 | 0
21:00 | -40.8 | -51.4 | 0 | 0 | 275.7 | 295.8 | 289.4 | 1.7 | 0
22:00 | -46.9 | -33 | 0 | 0 | 275.5 | 295.5 | 289 | 1.4 | 0
23:00 | -50.4 | -11.4 | 0 | 0 | 275.4 | 296 | 289.3 | 1 | 0
March
| solar | solar | direct | diffuse | outdoor | indoor | window | heating | blinds
| altitude | azimuth | radiation | radiation | temp. | temp. | temp. | load | closed
| (degrees) | (degrees) | (W-h/m2) | (W-h/m2) | (K) | (K) | (K) | (W-h/m2) | (% time)
midnight | -39 | 9.6 | 0 | 0 | 276.9 | 294.1 | 288.5 | 128.4 | 0
1:00 | -36 | 28.2 | 0 | 0 | 276.8 | 294.1 | 288.5 | 132.1 | 0
2:00 | -30.6 | 45 | 0 | 0 | 276.7 | 294.1 | 288.4 | 136.3 | 0
3:00 | -23.4 | 59.7 | 0 | 0 | 276.5 | 294.1 | 288.4 | 128.8 | 0
4:00 | -15 | 72.9 | 0 | 0 | 276.3 | 294.1 | 288.3 | 130.1 | 0
5:00 | -6.1 | 85.2 | 0 | 0 | 276.4 | 294.1 | 288.3 | 124.8 | 0
6:00 | 2.9 | 97.1 | 0 | 4.1 | 276.6 | 294.1 | 288.4 | 117.3 | 0
7:00 | 11.8 | 109.3 | 0 | 24.9 | 276.9 | 294.1 | 288.8 | 113.6 | 0
8:00 | 20 | 122.4 | 0 | 48.1 | 277.4 | 295.8 | 290.3 | 1.3 | 0
9:00 | 27 | 136.9 | 0 | 66.7 | 278 | 296.2 | 290.7 | 1.9 | 0
10:00 | 32.2 | 153.1 | 0 | 85.8 | 278.8 | 295.6 | 291.3 | 2.2 | 0
11:00 | 35.1 | 170.8 | 0 | 100 | 279.8 | 295.7 | 291.8 | 2.1 | 0
noon | 35.1 | -170.8 | 0 | 101.7 | 280.5 | 295.6 | 292 | 2 | 0
13:00 | 32.2 | -153.1 | 0 | 93 | 281.2 | 296 | 292.1 | 1.5 | 0
14:00 | 27 | -136.9 | 0 | 79.8 | 281.5 | 296.2 | 291.9 | 1.4 | 0
15:00 | 20 | -122.4 | 0 | 58.9 | 281.4 | 296.2 | 291.6 | 1.7 | 0
16:00 | 11.8 | -109.3 | 0 | 34.5 | 280.9 | 295.7 | 291.6 | 1.7 | 0
17:00 | 2.9 | -97.1 | 0 | 15.4 | 280.1 | 295.9 | 290.8 | 1.4 | 0
18:00 | -6.1 | -85.2 | 0 | 0 | 279.4 | 296 | 290.4 | 1.3 | 0
19:00 | -15 | -72.9 | 0 | 0 | 278.7 | 295.5 | 290.2 | 1.6 | 0
20:00 | -23.4 | -59.7 | 0 | 0 | 278.2 | 295.6 | 290 | 1.5 | 0
21:00 | -30.6 | -45 | 0 | 0 | 277.8 | 295.5 | 289.9 | 1.7 | 0
22:00 | -36 | -28.2 | 0 | 0 | 277.3 | 295.8 | 289.8 | 1.5 | 0
23:00 | -39 | -9.6 | 0 | 0 | 277.1 | 295.6 | 289.7 | 2.1 | 0
April
| solar | solar | direct | diffuse | outdoor | indoor | window | heating | blinds
| altitude | azimuth | radiation | radiation | temp. | temp. | temp. | load | closed
| (degrees) | (degrees) | (W-h/m2) | (W-h/m2) | (K) | (K) | (K) | (W-h/m2) | (% time)
midnight | -27.1 | 8.3 | 0 | 0 | 278.5 | 294.1 | 289 | 105.5 | 0
1:00 | -24.5 | 24.4 | 0 | 0 | 278.2 | 294.1 | 288.9 | 103.5 | 0
2:00 | -19.7 | 39.5 | 0 | 0 | 278 | 294.1 | 288.9 | 105.2 | 0
3:00 | -13.1 | 53.3 | 0 | 0 | 277.7 | 294.1 | 288.8 | 107.2 | 0
4:00 | -5.2 | 66 | 0 | 0 | 277.4 | 294.1 | 288.7 | 106.2 | 0
5:00 | 3.4 | 78 | 3 | 8 | 277.6 | 294.1 | 288.8 | 104.9 | 0
6:00 | 12.4 | 89.8 | 0.4 | 33.9 | 278.1 | 294.1 | 289.2 | 107.7 | 0
7:00 | 21.5 | 102 | 0 | 60.7 | 278.8 | 294.1 | 289.8 | 103.8 | 0
8:00 | 30.1 | 115.3 | 0 | 79.7 | 279.5 | 295.7 | 291.4 | 1.9 | 0
9:00 | 37.7 | 130.6 | 0 | 102.3 | 280.6 | 295.8 | 291.8 | 2.1 | 0
10:00 | 43.7 | 148.5 | 0 | 121.4 | 281.5 | 296 | 292.5 | 2.1 | 0
11:00 | 47 | 169.1 | 0 | 133.9 | 282.5 | 295.8 | 293 | 2 | 0
noon | 47 | -169.1 | 0 | 135.6 | 283.5 | 296 | 293.3 | 1.5 | 0
13:00 | 43.7 | -148.5 | 0 | 127.4 | 284.2 | 296.4 | 293.3 | 1.1 | 0
14:00 | 37.7 | -130.6 | 0 | 116.3 | 284.7 | 296.1 | 293.7 | 1 | 0
15:00 | 30.1 | -115.3 | 0 | 86.8 | 285 | 296.1 | 293.2 | 0.9 | 0
16:00 | 21.5 | -102 | 0 | 66.8 | 284.7 | 295.9 | 292.9 | 0.8 | 0
17:00 | 12.4 | -89.8 | 0.5 | 41.3 | 283.9 | 295.8 | 292.5 | 1 | 0
18:00 | 3.4 | -78 | 12.3 | 16.4 | 283 | 295.9 | 291.9 | 0.9 | 0
19:00 | -5.2 | -66 | 0 | 0 | 282 | 295.8 | 291.6 | 0.9 | 0
20:00 | -13.1 | -53.3 | 0 | 0 | 281 | 295.8 | 291.1 | 1 | 0
21:00 | -19.7 | -39.5 | 0 | 0 | 280 | 295.7 | 290.6 | 1.1 | 0
22:00 | -24.5 | -24.4 | 0 | 0 | 279.3 | 295.7 | 290.5 | 1.2 | 0
23:00 | -27.1 | -8.3 | 0 | 0 | 278.6 | 295.7 | 290.4 | 1.1 | 0
May
| solar | solar | direct | diffuse | outdoor | indoor | window | heating | blinds
| altitude | azimuth | radiation | radiation | temp. | temp. | temp. | load | closed
| (degrees) | (degrees) | (W-h/m2) | (W-h/m2) | (K) | (K) | (K) | (W-h/m2) | (% time)
midnight | -17.9 | 7.4 | 0 | 0 | 281 | 294.1 | 289.8 | 75.7 | 0
1:00 | -15.5 | 22 | 0 | 0 | 280.8 | 294.1 | 289.7 | 76.3 | 0
2:00 | -11.1 | 35.8 | 0 | 0 | 280.5 | 294.1 | 289.7 | 76.7 | 0
3:00 | -5 | 48.7 | 0 | 0 | 280.2 | 294.1 | 289.5 | 75.4 | 0
4:00 | 2.4 | 60.8 | 12.8 | 10.9 | 280.2 | 294.1 | 289.8 | 77.1 | 0
5:00 | 10.7 | 72.3 | 41.5 | 40.6 | 280.5 | 294.1 | 290.5 | 75.7 | 0
6:00 | 19.6 | 83.7 | 18 | 62.9 | 280.9 | 294.1 | 290.6 | 75.8 | 0
7:00 | 28.7 | 95.6 | 0 | 84.8 | 281.8 | 294.1 | 291 | 67 | 0
8:00 | 37.6 | 108.8 | 0 | 101.3 | 282.7 | 296.1 | 292.8 | 0.9 | 0
9:00 | 45.8 | 124.4 | 0 | 131.7 | 283.7 | 295.8 | 293.4 | 1.2 | 0
10:00 | 52.4 | 143.6 | 0 | 145.9 | 284.8 | 296.1 | 293.9 | 0.9 | 0
11:00 | 56.2 | 167.2 | 0 | 152.2 | 285.8 | 296.1 | 294.7 | 0.4 | 0
noon | 56.2 | -167.2 | 0 | 145.7 | 286.8 | 296.3 | 294.7 | 0.5 | 0
13:00 | 52.4 | -143.6 | 0 | 137.1 | 287.6 | 296.4 | 294.9 | 0.3 | 0
14:00 | 45.8 | -124.4 | 0 | 134.2 | 288 | 296.5 | 295.2 | 0.4 | 0
15:00 | 37.6 | -108.8 | 0 | 116.3 | 288 | 296.1 | 294.7 | 0.3 | 0
16:00 | 28.7 | -95.6 | 0 | 97.6 | 287.9 | 296.4 | 294.4 | 0.3 | 0
17:00 | 19.6 | -83.7 | 19 | 74.3 | 287.3 | 296.3 | 294.1 | 0.3 | 0
18:00 | 10.7 | -72.3 | 47.9 | 48.7 | 286.3 | 295.8 | 293.9 | 0.3 | 0
19:00 | 2.4 | -60.8 | 25.2 | 18.1 | 285.1 | 296.1 | 292.9 | 0.3 | 0
20:00 | -5 | -48.7 | 0 | 0 | 284 | 296 | 291.9 | 0.3 | 0
21:00 | -11.1 | -35.8 | 0 | 0 | 283.1 | 296.2 | 291.7 | 0.4 | 0
22:00 | -15.5 | -22 | 0 | 0 | 282.3 | 296 | 291.2 | 0.5 | 0
23:00 | -17.9 | -7.4 | 0 | 0 | 281.5 | 295.6 | 291.2 | 0.7 | 0
June
| solar | solar | direct | diffuse | outdoor | indoor | window | heating | blinds
| altitude | azimuth | radiation | radiation | temp. | temp. | temp. | load | closed
| (degrees) | (degrees) | (W-h/m2) | (W-h/m2) | (K) | (K) | (K) | (W-h/m2) | (% time)
midnight | -13.8 | 7 | 0 | 0 | 284.5 | 294.1 | 290.9 | 42.7 | 0
1:00 | -11.6 | 21 | 0 | 0 | 284.2 | 294.1 | 290.9 | 41.7 | 0
2:00 | -7.3 | 34.3 | 0 | 0 | 283.9 | 294.1 | 290.7 | 38.4 | 0
3:00 | -1.4 | 46.7 | 0 | 0 | 283.6 | 294.1 | 290.6 | 37.4 | 0
4:00 | 5.8 | 58.4 | 47 | 27.4 | 283.7 | 294.3 | 291.6 | 38.2 | 0
5:00 | 14 | 69.7 | 54.6 | 52.4 | 284.2 | 294.3 | 292.1 | 37.7 | 0
6:00 | 22.8 | 80.8 | 26.7 | 76.8 | 284.6 | 294.4 | 292.1 | 38.7 | 0
7:00 | 31.9 | 92.5 | 0 | 90.6 | 285.2 | 294.4 | 292.3 | 37.3 | 0
8:00 | 40.9 | 105.5 | 0 | 104.6 | 286.2 | 296.3 | 294.1 | 0.3 | 0
9:00 | 49.2 | 121 | 0 | 130.5 | 287.2 | 296.5 | 294.6 | 0.2 | 0
10:00 | 56.1 | 140.8 | 0 | 140.9 | 288.1 | 296.4 | 295.2 | 0.2 | 0
11:00 | 60.2 | 166 | 0 | 149.1 | 289.1 | 297.1 | 295.7 | 0.3 | 0
noon | 60.2 | -166 | 0 | 150.4 | 290 | 297.1 | 296.4 | 0.1 | 0
13:00 | 56.1 | -140.8 | 0 | 149.6 | 290.6 | 297.2 | 296.9 | 0 | 0
14:00 | 49.2 | -121 | 0 | 133.5 | 291 | 297.4 | 296.7 | 0.1 | 0
15:00 | 40.9 | -105.5 | 0 | 111.8 | 291.1 | 297.4 | 296.4 | 0 | 0
16:00 | 31.9 | -92.5 | 0 | 113.1 | 290.9 | 297 | 296.3 | 0 | 0
17:00 | 22.8 | -80.8 | 25.1 | 93.4 | 290.2 | 297 | 295.7 | 0.2 | 0
18:00 | 14 | -69.7 | 50.8 | 67.2 | 289.3 | 296.7 | 295.3 | 0.3 | 0
19:00 | 5.8 | -58.4 | 47.8 | 41 | 288.3 | 296.3 | 294.8 | 0.2 | 0
20:00 | -1.4 | -46.7 | 0 | 0 | 287.4 | 296 | 293.2 | 0.2 | 0
21:00 | -7.3 | -34.3 | 0 | 0 | 286.4 | 296 | 292.8 | 0.2 | 0
22:00 | -11.6 | -21 | 0 | 0 | 285.7 | 296 | 292.6 | 0.3 | 0
23:00 | -13.8 | -7 | 0 | 0 | 284.8 | 296.1 | 292.2 | 0.3 | 0
July
| solar | solar | direct | diffuse | outdoor | indoor | window | heating | blinds
| altitude | azimuth | radiation | radiation | temp. | temp. | temp. | load | closed
| (degrees) | (degrees) | (W-h/m2) | (W-h/m2) | (K) | (K) | (K) | (W-h/m2) | (% time)
midnight | -15.9 | 7.2 | 0 | 0 | 286.4 | 294.9 | 292.2 | 15.6 | 0
1:00 | -13.7 | 21.5 | 0 | 0 | 286.1 | 294.5 | 291.8 | 19.3 | 0
2:00 | -9.3 | 35.1 | 0 | 0 | 285.6 | 294.2 | 291.4 | 19.7 | 0
3:00 | -3.3 | 47.8 | 0 | 0 | 285.3 | 294.1 | 291.2 | 18.2 | 0
4:00 | 4 | 59.7 | 7.4 | 13.9 | 285.5 | 294.2 | 291.5 | 19 | 0
5:00 | 12.3 | 71 | 22.1 | 43.4 | 285.8 | 294.7 | 292.4 | 16.4 | 0
6:00 | 21.1 | 82.3 | 12.9 | 72.5 | 286.4 | 295.2 | 293.2 | 16.5 | 0
7:00 | 30.2 | 94.1 | 0 | 90.2 | 286.8 | 295.7 | 293.7 | 14.4 | 0
8:00 | 39.2 | 107.3 | 0 | 107.5 | 287.6 | 297.2 | 295.1 | 0.1 | 0
9:00 | 47.4 | 122.8 | 0 | 130 | 288.7 | 297.2 | 295.7 | 0 | 0
10:00 | 54.2 | 142.4 | 0 | 152.9 | 289.7 | 297.2 | 296.5 | 0 | 0
11:00 | 58.1 | 166.6 | 0 | 166.1 | 290.7 | 297.6 | 297 | 0 | 0
noon | 58.1 | -166.6 | 0 | 174.3 | 291.7 | 297.5 | 297.6 | 0 | 0
13:00 | 54.2 | -142.4 | 0 | 161.4 | 292.5 | 297.8 | 297.7 | 0 | 0
14:00 | 47.4 | -122.8 | 0 | 145.3 | 292.9 | 297.6 | 297.6 | 0 | 0
15:00 | 39.2 | -107.3 | 0 | 120.5 | 293 | 297.7 | 297.2 | 0 | 0
16:00 | 30.2 | -94.1 | 0 | 114.7 | 292.8 | 297.5 | 297.1 | 0 | 0
17:00 | 21.1 | -82.3 | 18.9 | 91.1 | 292.4 | 297.3 | 296.9 | 0 | 0
18:00 | 12.3 | -71 | 59.5 | 68.5 | 291.5 | 297.6 | 296.7 | 0 | 0
19:00 | 4 | -59.7 | 57.7 | 35.1 | 290.4 | 297.6 | 296.1 | 0 | 0
20:00 | -3.3 | -47.8 | 0 | 0 | 289.3 | 296.9 | 294.5 | 0 | 0
21:00 | -9.3 | -35.1 | 0 | 0 | 288.4 | 297.1 | 294.1 | 0 | 0
22:00 | -13.7 | -21.5 | 0 | 0 | 287.5 | 297.2 | 293.9 | 0 | 0
23:00 | -15.9 | -7.2 | 0 | 0 | 286.8 | 297.3 | 293.6 | 0 | 0
August
| solar | solar | direct | diffuse | outdoor | indoor | window | heating | blinds
| altitude | azimuth | radiation | radiation | temp. | temp. | temp. | load | closed
| (degrees) | (degrees) | (W-h/m2) | (W-h/m2) | (K) | (K) | (K) | (W-h/m2) | (% time)
midnight | -23.7 | 7.9 | 0 | 0 | 286.4 | 294.7 | 292 | 13.7 | 0
1:00 | -21.3 | 23.5 | 0 | 0 | 286 | 294.4 | 291.6 | 15.2 | 0
2:00 | -16.6 | 38.1 | 0 | 0 | 285.9 | 294.2 | 291.5 | 16.9 | 0
3:00 | -10.1 | 51.6 | 0 | 0 | 285.4 | 294.2 | 291.3 | 18.1 | 0
4:00 | -2.4 | 64.1 | 0 | 0 | 285.1 | 294.1 | 291.2 | 20.3 | 0
5:00 | 6 | 75.9 | 12.7 | 19 | 285.3 | 294.3 | 291.6 | 19.1 | 0
6:00 | 15.1 | 87.6 | 5.8 | 45.6 | 285.9 | 294.7 | 292.2 | 17.7 | 0
7:00 | 24.2 | 99.7 | 0 | 76 | 286.5 | 295.4 | 293.2 | 17.7 | 0
8:00 | 32.9 | 113.1 | 0 | 96.4 | 287.3 | 296.7 | 294.8 | 0 | 0
9:00 | 40.7 | 128.5 | 0 | 119 | 288.2 | 297.2 | 295.4 | 0 | 0
10:00 | 46.9 | 146.9 | 0 | 144.3 | 289.3 | 297 | 296 | 0 | 0
11:00 | 50.3 | 168.5 | 0 | 156.9 | 290.4 | 297.2 | 296.5 | 0 | 0
noon | 50.3 | -168.5 | 0 | 169.1 | 291.3 | 297.5 | 297.1 | 0 | 0
13:00 | 46.9 | -146.9 | 0 | 150.2 | 292 | 297.7 | 297.3 | 0 | 0
14:00 | 40.7 | -128.5 | 0 | 130.8 | 292.5 | 297.5 | 297.3 | 0 | 0
15:00 | 32.9 | -113.1 | 0 | 103.7 | 292.6 | 297.6 | 297.1 | 0 | 0
16:00 | 24.2 | -99.7 | 0 | 76.7 | 292.2 | 297.4 | 296.7 | 0 | 0
17:00 | 15.1 | -87.6 | 6.3 | 56.4 | 291.7 | 297.5 | 296.1 | 0 | 0
18:00 | 6 | -75.9 | 24.9 | 35.1 | 290.9 | 297.4 | 295.7 | 0 | 0
19:00 | -2.4 | -64.1 | 0 | 6 | 289.9 | 296.8 | 294.9 | 0 | 0
20:00 | -10.1 | -51.6 | 0 | 0 | 289 | 297.1 | 294.3 | 0 | 0
21:00 | -16.6 | -38.1 | 0 | 0 | 288.1 | 297 | 294.1 | 0 | 0
22:00 | -21.3 | -23.5 | 0 | 0 | 287.3 | 296.7 | 293.5 | 0 | 0
23:00 | -23.7 | -7.9 | 0 | 0 | 286.6 | 297 | 293.4 | 0 | 0
September
| solar | solar | direct | diffuse | outdoor | indoor | window | heating | blinds
| altitude | azimuth | radiation | radiation | temp. | temp. | temp. | load | closed
| (degrees) | (degrees) | (W-h/m2) | (W-h/m2) | (K) | (K) | (K) | (W-h/m2) | (% time)
midnight | -35.1 | 9.1 | 0 | 0 | 284.9 | 294.7 | 291.6 | 42.5 | 0
1:00 | -32.3 | 26.9 | 0 | 0 | 284.8 | 294.4 | 291.3 | 42.7 | 0
2:00 | -27.1 | 43.1 | 0 | 0 | 284.5 | 294.3 | 291.1 | 42.2 | 0
3:00 | -20 | 57.5 | 0 | 0 | 284.3 | 294.2 | 291 | 41.6 | 0
4:00 | -11.8 | 70.6 | 0 | 0 | 284.1 | 294.2 | 290.9 | 42.4 | 0
5:00 | -3 | 82.8 | 0 | 0.3 | 284 | 294.1 | 290.8 | 44.5 | 0
6:00 | 6 | 94.7 | 0 | 19.9 | 284.3 | 294.2 | 291.1 | 42.1 | 0
7:00 | 15 | 107 | 0 | 44.4 | 284.7 | 294.5 | 291.8 | 37.1 | 0
8:00 | 23.3 | 120.2 | 0 | 67.9 | 285.4 | 296.8 | 293.7 | 0.5 | 0
9:00 | 30.6 | 135 | 0 | 89.9 | 286.1 | 296.7 | 294.2 | 0.5 | 0
10:00 | 36 | 151.7 | 0 | 104.9 | 286.8 | 296.9 | 294.7 | 0.3 | 0
11:00 | 39 | 170.3 | 0 | 105.9 | 287.6 | 296.5 | 294.9 | 0.3 | 0
noon | 39 | -170.3 | 0 | 104.9 | 288.3 | 296.6 | 295.2 | 0.2 | 0
13:00 | 36 | -151.7 | 0 | 101.4 | 288.9 | 297.1 | 295.3 | 0.2 | 0
14:00 | 30.6 | -135 | 0 | 92.6 | 289.4 | 296.8 | 295.5 | 0.2 | 0
15:00 | 23.3 | -120.2 | 0 | 73.2 | 289.5 | 297.2 | 295.4 | 0.1 | 0
16:00 | 15 | -107 | 0 | 44.6 | 289.3 | 297 | 295 | 0.1 | 0
17:00 | 6 | -94.7 | 0 | 23.9 | 288.6 | 296.6 | 294.5 | 0.1 | 0
18:00 | -3 | -82.8 | 0 | 2.4 | 287.8 | 296.9 | 294 | 0.1 | 0
19:00 | -11.8 | -70.6 | 0 | 0 | 287.1 | 296.7 | 293.6 | 0.3 | 0
20:00 | -20 | -57.5 | 0 | 0 | 286.5 | 296.5 | 293.5 | 0.4 | 0
21:00 | -27.1 | -43.1 | 0 | 0 | 285.9 | 296.7 | 293.2 | 0.4 | 0
22:00 | -32.3 | -26.9 | 0 | 0 | 285.3 | 296.7 | 292.9 | 0.3 | 0
23:00 | -35.1 | -9.1 | 0 | 0 | 285 | 296.5 | 292.9 | 0.4 | 0
October
| solar | solar | direct | diffuse | outdoor | indoor | window | heating | blinds
| altitude | azimuth | radiation | radiation | temp. | temp. | temp. | load | closed
| (degrees) | (degrees) | (W-h/m2) | (W-h/m2) | (K) | (K) | (K) | (W-h/m2) | (% time)
midnight | -47 | 10.8 | 0 | 0 | 282.1 | 294.2 | 290.3 | 57.9 | 0
1:00 | -43.7 | 31.4 | 0 | 0 | 282.1 | 294.1 | 290.2 | 57.1 | 0
2:00 | -37.8 | 49.3 | 0 | 0 | 282 | 294.1 | 290.1 | 58.5 | 0
3:00 | -30.1 | 64.6 | 0 | 0 | 281.8 | 294.1 | 290.1 | 59.5 | 0
4:00 | -21.5 | 78 | 0 | 0 | 281.8 | 294.1 | 290.1 | 60.9 | 0
5:00 | -12.4 | 90.2 | 0 | 0 | 281.7 | 294.1 | 290 | 65.7 | 0
6:00 | -3.4 | 102 | 0 | 0.8 | 281.8 | 294.1 | 290.1 | 66.4 | 0
7:00 | 5.2 | 114 | 0 | 16.8 | 282.2 | 294.1 | 290.4 | 64.8 | 0
8:00 | 13 | 126.6 | 0 | 37.6 | 282.6 | 295.8 | 292 | 0.6 | 0
9:00 | 19.7 | 140.4 | 0 | 61.3 | 283.3 | 296.3 | 292.4 | 0.8 | 0
10:00 | 24.5 | 155.5 | 0 | 70.4 | 283.9 | 296.1 | 292.8 | 0.9 | 0
11:00 | 27.1 | 171.7 | 0 | 81.3 | 284.6 | 296 | 293.2 | 0.8 | 0
noon | 27.1 | -171.7 | 0 | 79 | 285.1 | 296 | 293.4 | 0.8 | 0
13:00 | 24.5 | -155.5 | 0 | 65.6 | 285.4 | 296.3 | 293.4 | 0.7 | 0
14:00 | 19.7 | -140.4 | 0 | 49.7 | 285.5 | 296.2 | 293 | 0.7 | 0
15:00 | 13 | -126.6 | 0 | 33.4 | 285.3 | 296 | 292.9 | 0.5 | 0
16:00 | 5.2 | -114 | 0 | 14.6 | 284.7 | 296.1 | 292.5 | 0.4 | 0
17:00 | -3.4 | -102 | 0 | 0.4 | 284.1 | 296.1 | 292 | 0.5 | 0
18:00 | -12.4 | -90.2 | 0 | 0 | 283.5 | 296.1 | 291.8 | 0.6 | 0
19:00 | -21.5 | -78 | 0 | 0 | 283.1 | 296.3 | 291.7 | 0.5 | 0
20:00 | -30.1 | -64.6 | 0 | 0 | 282.8 | 296.1 | 291.5 | 0.5 | 0
21:00 | -37.8 | -49.3 | 0 | 0 | 282.5 | 296.1 | 291.6 | 0.6 | 0
22:00 | -43.7 | -31.4 | 0 | 0 | 282.4 | 296.1 | 291.7 | 0.5 | 0
23:00 | -47 | -10.8 | 0 | 0 | 282.2 | 296.2 | 291.6 | 0.4 | 0
November
| solar | solar | direct | diffuse | outdoor | indoor | window | heating | blinds
| altitude | azimuth | radiation | radiation | temp. | temp. | temp. | load | closed
| (degrees) | (degrees) | (W-h/m2) | (W-h/m2) | (K) | (K) | (K) | (W-h/m2) | (% time)
midnight | -56.2 | 12.8 | 0 | 0 | 278.9 | 294.1 | 289.1 | 103.6 | 0
1:00 | -52.4 | 36.3 | 0 | 0 | 278.8 | 294.1 | 289.1 | 104.4 | 0
2:00 | -45.8 | 55.6 | 0 | 0 | 278.6 | 294.1 | 289.1 | 110.5 | 0
3:00 | -37.7 | 71.1 | 0 | 0 | 278.5 | 294.1 | 289 | 106.9 | 0
4:00 | -28.8 | 84.3 | 0 | 0 | 278.4 | 294.1 | 289 | 102.8 | 0
5:00 | -19.7 | 96.2 | 0 | 0 | 278.4 | 294.1 | 289 | 106.3 | 0
6:00 | -10.7 | 107.7 | 0 | 0 | 278.3 | 294.1 | 289 | 106.6 | 0
7:00 | -2.4 | 119.2 | 0 | 1 | 278.2 | 294.1 | 288.9 | 107.3 | 0
8:00 | 5 | 131.2 | 0 | 16 | 278.4 | 295.8 | 290.8 | 0.4 | 0
9:00 | 11.1 | 144.1 | 0 | 30.1 | 278.8 | 296.3 | 290.5 | 1.7 | 0
10:00 | 15.5 | 157.9 | 0 | 45.9 | 279.2 | 296.2 | 290.9 | 2 | 0
11:00 | 17.8 | 172.5 | 0 | 57.8 | 279.7 | 295.8 | 291.2 | 1.7 | 0
noon | 17.8 | -172.5 | 0 | 55.3 | 280.1 | 295.9 | 291.3 | 1.4 | 0
13:00 | 15.5 | -157.9 | 0 | 47.3 | 280.3 | 295.7 | 291.3 | 1.6 | 0
14:00 | 11.1 | -144.1 | 0 | 30.2 | 280.4 | 295.8 | 290.9 | 1.5 | 0
15:00 | 5 | -131.2 | 0 | 12.9 | 280.2 | 295.5 | 290.9 | 1.2 | 0
16:00 | -2.4 | -119.2 | 0 | 0 | 280 | 295.9 | 290.9 | 0.7 | 0
17:00 | -10.7 | -107.7 | 0 | 0 | 279.7 | 295.9 | 290.5 | 1 | 0
18:00 | -19.7 | -96.2 | 0 | 0 | 279.6 | 296 | 290.7 | 1 | 0
19:00 | -28.8 | -84.3 | 0 | 0 | 279.4 | 295.9 | 290.4 | 0.9 | 0
20:00 | -37.7 | -71.1 | 0 | 0 | 279.4 | 295.7 | 290.6 | 1.2 | 0
21:00 | -45.8 | -55.6 | 0 | 0 | 279.2 | 296.4 | 290.4 | 0.5 | 0
22:00 | -52.4 | -36.3 | 0 | 0 | 279 | 295.6 | 290.3 | 1.4 | 0
23:00 | -56.2 | -12.8 | 0 | 0 | 278.8 | 296 | 290.4 | 0.7 | 0
December
| solar | solar | direct | diffuse | outdoor | indoor | window | heating | blinds
| altitude | azimuth | radiation | radiation | temp. | temp. | temp. | load | closed
| (degrees) | (degrees) | (W-h/m2) | (W-h/m2) | (K) | (K) | (K) | (W-h/m2) | (% time)
midnight | -60.2 | 13.9 | 0 | 0 | 276.9 | 294.1 | 288.5 | 108.6 | 0
1:00 | -56.1 | 39.1 | 0 | 0 | 276.8 | 294.1 | 288.5 | 112.4 | 0
2:00 | -49.2 | 58.9 | 0 | 0 | 276.8 | 294.1 | 288.5 | 112.8 | 0
3:00 | -40.9 | 74.4 | 0 | 0 | 276.8 | 294.1 | 288.5 | 112.8 | 0
4:00 | -31.9 | 87.4 | 0 | 0 | 276.9 | 294.1 | 288.5 | 110.1 | 0
5:00 | -22.8 | 99.1 | 0 | 0 | 277 | 294.1 | 288.5 | 113.2 | 0
6:00 | -14 | 110.2 | 0 | 0 | 276.9 | 294.1 | 288.5 | 110.3 | 0
7:00 | -5.8 | 121.5 | 0 | 0 | 276.9 | 294.1 | 288.5 | 107.5 | 0
8:00 | 1.4 | 133.2 | 0 | 1.8 | 277.1 | 296.6 | 290 | 0 | 0
9:00 | 7.3 | 145.7 | 0 | 14.9 | 277.3 | 296.3 | 290 | 1.9 | 0
10:00 | 11.6 | 158.9 | 0 | 28.6 | 277.7 | 295.7 | 290.3 | 2.2 | 0
11:00 | 13.8 | 172.9 | 0 | 36.8 | 277.9 | 295.9 | 290.2 | 1.8 | 0
noon | 13.8 | -172.9 | 0 | 37.9 | 278.2 | 296 | 290.3 | 1.9 | 0
13:00 | 11.6 | -158.9 | 0 | 29 | 278.4 | 295.8 | 290.6 | 1.6 | 0
14:00 | 7.3 | -145.7 | 0 | 18.1 | 278.3 | 295.9 | 290.5 | 1.4 | 0
15:00 | 1.4 | -133.2 | 0 | 4.7 | 278.2 | 296.2 | 290.2 | 1.1 | 0
16:00 | -5.8 | -121.5 | 0 | 0 | 277.8 | 295.8 | 289.9 | 1.6 | 0
17:00 | -14 | -110.2 | 0 | 0 | 277.7 | 295.8 | 289.8 | 1.2 | 0
18:00 | -22.8 | -99.1 | 0 | 0 | 277.5 | 296 | 289.9 | 1.1 | 0
19:00 | -31.9 | -87.4 | 0 | 0 | 277.5 | 296 | 289.8 | 1.5 | 0
20:00 | -40.9 | -74.4 | 0 | 0 | 277.3 | 295.5 | 289.9 | 1.4 | 0
21:00 | -49.2 | -58.9 | 0 | 0 | 277.1 | 296 | 289.8 | 0.7 | 0
22:00 | -56.1 | -39.1 | 0 | 0 | 277.1 | 295.8 | 289.7 | 1.3 | 0
23:00 | -60.2 | -13.9 | 0 | 0 | 277 | 295.9 | 289.7 | 1.2 | 0

## Sheet58
Scenario Three (red)
Tue Dec 03 2019 23:28:19 GMT+0000 (Greenwich Mean Time)
Setup Information:
Building
Location | UK - London
Building length, side A | N/A
Building length, side B | N/A
Simulation Type
Simulation Type | one_sided
Window Description
Typology | dgu_nb
Glazing Type | clear
Window Area | 58%
Wall Description
Insulation R-Value | 99999999.9 m2-K/W
Occupancy
Type | Low-rise Residential
Occupancy Load | 0.000 people per m2
Lighting Requirements | 400 lux
Equipment Load | 0.00 W/m2
Room Ventilation
Air Change Rate per Occupant | 15.0 liters / sec per person
Total Air Change Rate | 0.0 roomfuls per hour
Lighting Control
Lighting Control | lights do not respond to daylight: all lights fully on while building is occupied
Representative Room
Orientation | north
Room Depth | 27 m
Room Width | 5 m
Room Height | 2.2 m
Thermal Mass
Thermal Mass | none
Overhang
Overhang Depth | 0 m
Roof
Roof Type | adiabatic roof
Simulation Results:
Primary Energy Use and CO2 Emissions
| heating | cooling | lighting | total | CO2
| energy | energy | energy | energy | emissions
| (kWh/m2) | (kWh/m2) | (kWh/m2) | (kWh/m2) | (kg/m2)
January | 33.6 | 0 | 7.3 | 40.9 | 8.2
February | 28.1 | 0 | 6.6 | 34.7 | 6.9
March | 32.2 | 0 | 7.3 | 39.5 | 7.9
April | 25.9 | 0 | 7.1 | 33 | 6.6
May | 18.8 | 0 | 7.3 | 26.1 | 5.2
June | 9.4 | 0 | 7.1 | 16.5 | 3.3
July | 4.3 | 0 | 7.3 | 11.6 | 2.3
August | 4.3 | 0 | 7.3 | 11.6 | 2.3
September | 10.2 | 0 | 7.1 | 17.3 | 3.5
October | 15.5 | 0 | 7.3 | 22.8 | 4.6
November | 26 | 0 | 7.1 | 33.1 | 6.6
December | 28.2 | 0 | 7.3 | 35.5 | 7.1
Total | 236.5 | 0 | 86.1 | 322.6 | 64.5 | yearly energy
January
| solar | solar | direct | diffuse | outdoor | indoor | window | heating | blinds
| altitude | azimuth | radiation | radiation | temp. | temp. | temp. | load | closed
| (degrees) | (degrees) | (W-h/m2) | (W-h/m2) | (K) | (K) | (K) | (W-h/m2) | (% time)
midnight | -58.1 | 13.3 | 0 | 0 | 275.9 | 294.1 | 288.2 | 136.1 | 0
1:00 | -54.2 | 37.6 | 0 | 0 | 275.8 | 294.1 | 288.2 | 135.4 | 0
2:00 | -47.5 | 57.1 | 0 | 0 | 275.8 | 294.1 | 288.2 | 133.9 | 0
3:00 | -39.2 | 72.7 | 0 | 0 | 275.7 | 294.1 | 288.1 | 129.7 | 0
4:00 | -30.2 | 85.8 | 0 | 0 | 275.6 | 294.1 | 288.1 | 132.4 | 0
5:00 | -21.1 | 97.6 | 0 | 0 | 275.6 | 294.1 | 288.1 | 132.3 | 0
6:00 | -12.3 | 108.9 | 0 | 0 | 275.5 | 294.1 | 288.1 | 129.9 | 0
7:00 | -4 | 120.3 | 0 | 0 | 275.5 | 294.1 | 288.1 | 128.8 | 0
8:00 | 3.3 | 132.2 | 0 | 5.1 | 275.7 | 296.4 | 289.6 | 0.2 | 0
9:00 | 9.3 | 144.9 | 0 | 20.2 | 276.1 | 295.8 | 289.6 | 2.3 | 0
10:00 | 13.6 | 158.4 | 0 | 34.6 | 276.5 | 295.9 | 289.8 | 1.9 | 0
11:00 | 15.9 | 172.7 | 0 | 40.5 | 276.7 | 295.5 | 290.3 | 2.3 | 0
noon | 15.9 | -172.7 | 0 | 42.7 | 277.2 | 295.9 | 290.4 | 2.1 | 0
13:00 | 13.6 | -158.4 | 0 | 38.1 | 277.6 | 295.8 | 290.7 | 2 | 0
14:00 | 9.3 | -144.9 | 0 | 26.7 | 277.5 | 295.9 | 290.3 | 2 | 0
15:00 | 3.3 | -132.2 | 0 | 13.2 | 277.3 | 295.8 | 290.1 | 1.4 | 0
16:00 | -4 | -120.3 | 0 | 0.6 | 277 | 295.7 | 289.6 | 1.7 | 0
17:00 | -12.3 | -108.9 | 0 | 0 | 276.8 | 295.5 | 289.6 | 1.3 | 0
18:00 | -21.1 | -97.6 | 0 | 0 | 276.5 | 295.8 | 289.4 | 1.7 | 0
19:00 | -30.2 | -85.8 | 0 | 0 | 276.3 | 295.9 | 289.6 | 1.4 | 0
20:00 | -39.2 | -72.7 | 0 | 0 | 276.1 | 295.7 | 289.5 | 1.8 | 0
21:00 | -47.5 | -57.1 | 0 | 0 | 276.1 | 295.9 | 289.5 | 1.2 | 0
22:00 | -54.2 | -37.6 | 0 | 0 | 276 | 295.9 | 289.5 | 1.5 | 0
23:00 | -58.1 | -13.3 | 0 | 0 | 275.9 | 295.7 | 289.3 | 1.5 | 0
February
| solar | solar | direct | diffuse | outdoor | indoor | window | heating | blinds
| altitude | azimuth | radiation | radiation | temp. | temp. | temp. | load | closed
| (degrees) | (degrees) | (W-h/m2) | (W-h/m2) | (K) | (K) | (K) | (W-h/m2) | (% time)
midnight | -50.4 | 11.4 | 0 | 0 | 275.4 | 294.1 | 288 | 116.6 | 0
1:00 | -46.9 | 33 | 0 | 0 | 275.3 | 294.1 | 288 | 110.9 | 0
2:00 | -40.8 | 51.4 | 0 | 0 | 275.2 | 294.1 | 288 | 115.1 | 0
3:00 | -32.9 | 66.9 | 0 | 0 | 275.2 | 294.1 | 288 | 121.7 | 0
4:00 | -24.2 | 80.2 | 0 | 0 | 275.2 | 294.1 | 288 | 123.7 | 0
5:00 | -15.1 | 92.3 | 0 | 0 | 275.1 | 294.1 | 287.9 | 128.3 | 0
6:00 | -6.1 | 104 | 0 | 0 | 275.1 | 294.1 | 287.9 | 128.1 | 0
7:00 | 2.4 | 115.9 | 0 | 2.3 | 275.1 | 294.1 | 288 | 131.7 | 0
8:00 | 10.1 | 128.3 | 0 | 20.6 | 275.5 | 296.4 | 289.9 | 0.6 | 0
9:00 | 16.5 | 141.8 | 0 | 40.4 | 276.1 | 295.8 | 290 | 2.5 | 0
10:00 | 21.2 | 156.4 | 0 | 55.1 | 276.7 | 295.7 | 290.3 | 2.7 | 0
11:00 | 23.7 | 172 | 0 | 60.6 | 277.3 | 295.9 | 290.1 | 2.5 | 0
noon | 23.7 | -172 | 0 | 65.1 | 277.9 | 295.9 | 290.7 | 2.6 | 0
13:00 | 21.2 | -156.4 | 0 | 57 | 278.4 | 295.7 | 290.8 | 2.1 | 0
14:00 | 16.5 | -141.8 | 0 | 53.5 | 278.5 | 296.3 | 290.8 | 1.9 | 0
15:00 | 10.1 | -128.3 | 0 | 36 | 278.3 | 295.8 | 290.7 | 2.3 | 0
16:00 | 2.4 | -115.9 | 0 | 14.5 | 277.7 | 295.8 | 290.1 | 1.7 | 0
17:00 | -6.1 | -104 | 0 | 0.3 | 277.1 | 296 | 289.7 | 1.2 | 0
18:00 | -15.1 | -92.3 | 0 | 0 | 276.7 | 295.9 | 289.5 | 1.6 | 0
19:00 | -24.2 | -80.2 | 0 | 0 | 276.3 | 295.9 | 289.6 | 1.5 | 0
20:00 | -32.9 | -66.9 | 0 | 0 | 276 | 295.8 | 289.2 | 1.6 | 0
21:00 | -40.8 | -51.4 | 0 | 0 | 275.7 | 296.1 | 289.5 | 1.3 | 0
22:00 | -46.9 | -33 | 0 | 0 | 275.5 | 296.1 | 289.2 | 1.4 | 0
23:00 | -50.4 | -11.4 | 0 | 0 | 275.4 | 295.7 | 289.2 | 1.5 | 0
March
| solar | solar | direct | diffuse | outdoor | indoor | window | heating | blinds
| altitude | azimuth | radiation | radiation | temp. | temp. | temp. | load | closed
| (degrees) | (degrees) | (W-h/m2) | (W-h/m2) | (K) | (K) | (K) | (W-h/m2) | (% time)
midnight | -39 | 9.6 | 0 | 0 | 276.9 | 294.1 | 288.5 | 128.5 | 0
1:00 | -36 | 28.2 | 0 | 0 | 276.8 | 294.1 | 288.5 | 132.1 | 0
2:00 | -30.6 | 45 | 0 | 0 | 276.7 | 294.1 | 288.4 | 136.3 | 0
3:00 | -23.4 | 59.7 | 0 | 0 | 276.5 | 294.1 | 288.4 | 128.8 | 0
4:00 | -15 | 72.9 | 0 | 0 | 276.3 | 294.1 | 288.3 | 130.1 | 0
5:00 | -6.1 | 85.2 | 0 | 0 | 276.4 | 294.1 | 288.3 | 124.9 | 0
6:00 | 2.9 | 97.1 | 0 | 4.1 | 276.6 | 294.1 | 288.4 | 117.3 | 0
7:00 | 11.8 | 109.3 | 0 | 24.9 | 276.9 | 294.1 | 288.8 | 113.7 | 0
8:00 | 20 | 122.4 | 0 | 48.1 | 277.4 | 295.8 | 290.2 | 1.3 | 0
9:00 | 27 | 136.9 | 0 | 66.7 | 278 | 296 | 290.7 | 2 | 0
10:00 | 32.2 | 153.1 | 0 | 85.8 | 278.8 | 295.8 | 291.4 | 2.1 | 0
11:00 | 35.1 | 170.8 | 0 | 100 | 279.8 | 295.8 | 291.7 | 2.1 | 0
noon | 35.1 | -170.8 | 0 | 101.7 | 280.5 | 295.9 | 291.8 | 2.1 | 0
13:00 | 32.2 | -153.1 | 0 | 93 | 281.2 | 296 | 291.9 | 1.5 | 0
14:00 | 27 | -136.9 | 0 | 79.8 | 281.5 | 296.1 | 292 | 1.4 | 0
15:00 | 20 | -122.4 | 0 | 58.9 | 281.4 | 296 | 291.6 | 1.7 | 0
16:00 | 11.8 | -109.3 | 0 | 34.5 | 280.9 | 296 | 291.4 | 1.6 | 0
17:00 | 2.9 | -97.1 | 0 | 15.4 | 280.1 | 296.1 | 290.9 | 1.4 | 0
18:00 | -6.1 | -85.2 | 0 | 0 | 279.4 | 296.3 | 290.6 | 1.3 | 0
19:00 | -15 | -72.9 | 0 | 0 | 278.7 | 295.9 | 290.3 | 1.5 | 0
20:00 | -23.4 | -59.7 | 0 | 0 | 278.2 | 296 | 290 | 1.4 | 0
21:00 | -30.6 | -45 | 0 | 0 | 277.8 | 295.5 | 290 | 2 | 0
22:00 | -36 | -28.2 | 0 | 0 | 277.3 | 295.9 | 289.8 | 1.4 | 0
23:00 | -39 | -9.6 | 0 | 0 | 277.1 | 295.5 | 289.9 | 2.1 | 0
April
| solar | solar | direct | diffuse | outdoor | indoor | window | heating | blinds
| altitude | azimuth | radiation | radiation | temp. | temp. | temp. | load | closed
| (degrees) | (degrees) | (W-h/m2) | (W-h/m2) | (K) | (K) | (K) | (W-h/m2) | (% time)
midnight | -27.1 | 8.3 | 0 | 0 | 278.5 | 294.1 | 289 | 105.2 | 0
1:00 | -24.5 | 24.4 | 0 | 0 | 278.2 | 294.1 | 288.9 | 103.5 | 0
2:00 | -19.7 | 39.5 | 0 | 0 | 278 | 294.1 | 288.9 | 105.2 | 0
3:00 | -13.1 | 53.3 | 0 | 0 | 277.7 | 294.1 | 288.8 | 107.2 | 0
4:00 | -5.2 | 66 | 0 | 0 | 277.4 | 294.1 | 288.7 | 106.2 | 0
5:00 | 3.4 | 78 | 3 | 8 | 277.6 | 294.1 | 288.8 | 105 | 0
6:00 | 12.4 | 89.8 | 0.4 | 33.9 | 278.1 | 294.1 | 289.2 | 107.7 | 0
7:00 | 21.5 | 102 | 0 | 60.7 | 278.8 | 294.1 | 289.8 | 103.8 | 0
8:00 | 30.1 | 115.3 | 0 | 79.7 | 279.5 | 295.7 | 291.4 | 1.9 | 0
9:00 | 37.7 | 130.6 | 0 | 102.3 | 280.6 | 295.9 | 291.8 | 2.1 | 0
10:00 | 43.7 | 148.5 | 0 | 121.4 | 281.5 | 296.1 | 292.4 | 2.1 | 0
11:00 | 47 | 169.1 | 0 | 133.9 | 282.5 | 295.7 | 293 | 2 | 0
noon | 47 | -169.1 | 0 | 135.6 | 283.5 | 295.9 | 293.4 | 1.5 | 0
13:00 | 43.7 | -148.5 | 0 | 127.4 | 284.2 | 296.4 | 293.3 | 1.2 | 0
14:00 | 37.7 | -130.6 | 0 | 116.3 | 284.7 | 296.1 | 293.7 | 1 | 0
15:00 | 30.1 | -115.3 | 0 | 86.8 | 285 | 295.8 | 293.4 | 0.9 | 0
16:00 | 21.5 | -102 | 0 | 66.8 | 284.7 | 295.7 | 293 | 0.8 | 0
17:00 | 12.4 | -89.8 | 0.5 | 41.3 | 283.9 | 295.7 | 292.4 | 1 | 0
18:00 | 3.4 | -78 | 12.3 | 16.4 | 283 | 295.8 | 292 | 1 | 0
19:00 | -5.2 | -66 | 0 | 0 | 282 | 295.7 | 291.5 | 0.9 | 0
20:00 | -13.1 | -53.3 | 0 | 0 | 281 | 295.8 | 291.1 | 0.9 | 0
21:00 | -19.7 | -39.5 | 0 | 0 | 280 | 296 | 290.7 | 0.9 | 0
22:00 | -24.5 | -24.4 | 0 | 0 | 279.3 | 295.9 | 290.4 | 1.4 | 0
23:00 | -27.1 | -8.3 | 0 | 0 | 278.6 | 296.2 | 290.3 | 1 | 0
May
| solar | solar | direct | diffuse | outdoor | indoor | window | heating | blinds
| altitude | azimuth | radiation | radiation | temp. | temp. | temp. | load | closed
| (degrees) | (degrees) | (W-h/m2) | (W-h/m2) | (K) | (K) | (K) | (W-h/m2) | (% time)
midnight | -17.9 | 7.4 | 0 | 0 | 281 | 294.1 | 289.8 | 75.6 | 0
1:00 | -15.5 | 22 | 0 | 0 | 280.8 | 294.1 | 289.7 | 76.3 | 0
2:00 | -11.1 | 35.8 | 0 | 0 | 280.5 | 294.1 | 289.7 | 76.7 | 0
3:00 | -5 | 48.7 | 0 | 0 | 280.2 | 294.1 | 289.5 | 75.4 | 0
4:00 | 2.4 | 60.8 | 12.8 | 10.9 | 280.2 | 294.1 | 289.8 | 77.1 | 0
5:00 | 10.7 | 72.3 | 41.5 | 40.6 | 280.5 | 294.1 | 290.5 | 75.7 | 0
6:00 | 19.6 | 83.7 | 18 | 62.9 | 280.9 | 294.1 | 290.6 | 75.8 | 0
7:00 | 28.7 | 95.6 | 0 | 84.8 | 281.8 | 294.1 | 291 | 67 | 0
8:00 | 37.6 | 108.8 | 0 | 101.3 | 282.7 | 296.1 | 292.7 | 0.9 | 0
9:00 | 45.8 | 124.4 | 0 | 131.7 | 283.7 | 296 | 293.5 | 1.1 | 0
10:00 | 52.4 | 143.6 | 0 | 145.9 | 284.8 | 296.2 | 293.9 | 0.9 | 0
11:00 | 56.2 | 167.2 | 0 | 152.2 | 285.8 | 296.2 | 294.6 | 0.5 | 0
noon | 56.2 | -167.2 | 0 | 145.7 | 286.8 | 296.4 | 294.6 | 0.5 | 0
13:00 | 52.4 | -143.6 | 0 | 137.1 | 287.6 | 296.2 | 295 | 0.4 | 0
14:00 | 45.8 | -124.4 | 0 | 134.2 | 288 | 296.4 | 295.3 | 0.4 | 0
15:00 | 37.6 | -108.8 | 0 | 116.3 | 288 | 296.1 | 294.9 | 0.3 | 0
16:00 | 28.7 | -95.6 | 0 | 97.6 | 287.9 | 296.3 | 294.4 | 0.3 | 0
17:00 | 19.6 | -83.7 | 19 | 74.3 | 287.3 | 296.2 | 294.1 | 0.3 | 0
18:00 | 10.7 | -72.3 | 47.9 | 48.7 | 286.3 | 296 | 293.9 | 0.3 | 0
19:00 | 2.4 | -60.8 | 25.2 | 18.1 | 285.1 | 296.1 | 292.9 | 0.3 | 0
20:00 | -5 | -48.7 | 0 | 0 | 284 | 296.1 | 292 | 0.3 | 0
21:00 | -11.1 | -35.8 | 0 | 0 | 283.1 | 296.1 | 291.8 | 0.3 | 0
22:00 | -15.5 | -22 | 0 | 0 | 282.3 | 295.9 | 291.5 | 0.5 | 0
23:00 | -17.9 | -7.4 | 0 | 0 | 281.5 | 295.8 | 291.1 | 0.7 | 0
June
| solar | solar | direct | diffuse | outdoor | indoor | window | heating | blinds
| altitude | azimuth | radiation | radiation | temp. | temp. | temp. | load | closed
| (degrees) | (degrees) | (W-h/m2) | (W-h/m2) | (K) | (K) | (K) | (W-h/m2) | (% time)
midnight | -13.8 | 7 | 0 | 0 | 284.5 | 294.1 | 290.9 | 42.6 | 0
1:00 | -11.6 | 21 | 0 | 0 | 284.2 | 294.1 | 290.9 | 41.7 | 0
2:00 | -7.3 | 34.3 | 0 | 0 | 283.9 | 294.1 | 290.7 | 38.5 | 0
3:00 | -1.4 | 46.7 | 0 | 0 | 283.6 | 294.1 | 290.6 | 37.4 | 0
4:00 | 5.8 | 58.4 | 47 | 27.4 | 283.7 | 294.3 | 291.6 | 38.2 | 0
5:00 | 14 | 69.7 | 54.6 | 52.4 | 284.2 | 294.3 | 292.1 | 37.7 | 0
6:00 | 22.8 | 80.8 | 26.7 | 76.8 | 284.6 | 294.4 | 292.1 | 38.7 | 0
7:00 | 31.9 | 92.5 | 0 | 90.6 | 285.2 | 294.3 | 292.3 | 37.3 | 0
8:00 | 40.9 | 105.5 | 0 | 104.6 | 286.2 | 296.3 | 294 | 0.3 | 0
9:00 | 49.2 | 121 | 0 | 130.5 | 287.2 | 296.6 | 294.6 | 0.2 | 0
10:00 | 56.1 | 140.8 | 0 | 140.9 | 288.1 | 296.5 | 295.2 | 0.2 | 0
11:00 | 60.2 | 166 | 0 | 149.1 | 289.1 | 297.3 | 295.7 | 0.3 | 0
noon | 60.2 | -166 | 0 | 150.4 | 290 | 297.2 | 296.5 | 0.1 | 0
13:00 | 56.1 | -140.8 | 0 | 149.6 | 290.6 | 297.4 | 296.9 | 0 | 0
14:00 | 49.2 | -121 | 0 | 133.5 | 291 | 297.4 | 296.7 | 0.1 | 0
15:00 | 40.9 | -105.5 | 0 | 111.8 | 291.1 | 297.4 | 296.5 | 0 | 0
16:00 | 31.9 | -92.5 | 0 | 113.1 | 290.9 | 297.2 | 296.3 | 0 | 0
17:00 | 22.8 | -80.8 | 25.1 | 93.4 | 290.2 | 297.2 | 295.8 | 0.2 | 0
18:00 | 14 | -69.7 | 50.8 | 67.2 | 289.3 | 296.5 | 295.3 | 0.3 | 0
19:00 | 5.8 | -58.4 | 47.8 | 41 | 288.3 | 296.4 | 294.9 | 0.2 | 0
20:00 | -1.4 | -46.7 | 0 | 0 | 287.4 | 296.2 | 293.3 | 0.2 | 0
21:00 | -7.3 | -34.3 | 0 | 0 | 286.4 | 296 | 292.9 | 0.2 | 0
22:00 | -11.6 | -21 | 0 | 0 | 285.7 | 296.1 | 292.5 | 0.3 | 0
23:00 | -13.8 | -7 | 0 | 0 | 284.8 | 296.1 | 292.2 | 0.3 | 0
July
| solar | solar | direct | diffuse | outdoor | indoor | window | heating | blinds
| altitude | azimuth | radiation | radiation | temp. | temp. | temp. | load | closed
| (degrees) | (degrees) | (W-h/m2) | (W-h/m2) | (K) | (K) | (K) | (W-h/m2) | (% time)
midnight | -15.9 | 7.2 | 0 | 0 | 286.4 | 294.9 | 292.2 | 15.8 | 0
1:00 | -13.7 | 21.5 | 0 | 0 | 286.1 | 294.5 | 291.8 | 19.3 | 0
2:00 | -9.3 | 35.1 | 0 | 0 | 285.6 | 294.2 | 291.4 | 19.7 | 0
3:00 | -3.3 | 47.8 | 0 | 0 | 285.3 | 294.1 | 291.2 | 18.2 | 0
4:00 | 4 | 59.7 | 7.4 | 13.9 | 285.5 | 294.2 | 291.5 | 19.1 | 0
5:00 | 12.3 | 71 | 22.1 | 43.4 | 285.8 | 294.7 | 292.4 | 16.5 | 0
6:00 | 21.1 | 82.3 | 12.9 | 72.5 | 286.4 | 295.2 | 293.2 | 16.5 | 0
7:00 | 30.2 | 94.1 | 0 | 90.2 | 286.8 | 295.7 | 293.7 | 14.4 | 0
8:00 | 39.2 | 107.3 | 0 | 107.5 | 287.6 | 297.1 | 295 | 0.1 | 0
9:00 | 47.4 | 122.8 | 0 | 130 | 288.7 | 297.3 | 295.7 | 0 | 0
10:00 | 54.2 | 142.4 | 0 | 152.9 | 289.7 | 297.3 | 296.5 | 0 | 0
11:00 | 58.1 | 166.6 | 0 | 166.1 | 290.7 | 297.7 | 297 | 0 | 0
noon | 58.1 | -166.6 | 0 | 174.3 | 291.7 | 297.7 | 297.5 | 0 | 0
13:00 | 54.2 | -142.4 | 0 | 161.4 | 292.5 | 297.9 | 297.7 | 0 | 0
14:00 | 47.4 | -122.8 | 0 | 145.3 | 292.9 | 297.6 | 297.7 | 0 | 0
15:00 | 39.2 | -107.3 | 0 | 120.5 | 293 | 297.6 | 297.2 | 0 | 0
16:00 | 30.2 | -94.1 | 0 | 114.7 | 292.8 | 297.5 | 297.2 | 0 | 0
17:00 | 21.1 | -82.3 | 18.9 | 91.1 | 292.4 | 297.3 | 296.9 | 0 | 0
18:00 | 12.3 | -71 | 59.5 | 68.5 | 291.5 | 297.5 | 296.7 | 0 | 0
19:00 | 4 | -59.7 | 57.7 | 35.1 | 290.4 | 297.6 | 296.1 | 0 | 0
20:00 | -3.3 | -47.8 | 0 | 0 | 289.3 | 296.9 | 294.5 | 0 | 0
21:00 | -9.3 | -35.1 | 0 | 0 | 288.4 | 297.2 | 294.1 | 0 | 0
22:00 | -13.7 | -21.5 | 0 | 0 | 287.5 | 296.9 | 293.8 | 0.1 | 0
23:00 | -15.9 | -7.2 | 0 | 0 | 286.8 | 297 | 293.7 | 0 | 0
August
| solar | solar | direct | diffuse | outdoor | indoor | window | heating | blinds
| altitude | azimuth | radiation | radiation | temp. | temp. | temp. | load | closed
| (degrees) | (degrees) | (W-h/m2) | (W-h/m2) | (K) | (K) | (K) | (W-h/m2) | (% time)
midnight | -23.7 | 7.9 | 0 | 0 | 286.4 | 294.7 | 292 | 13.7 | 0
1:00 | -21.3 | 23.5 | 0 | 0 | 286 | 294.4 | 291.6 | 15.2 | 0
2:00 | -16.6 | 38.1 | 0 | 0 | 285.9 | 294.2 | 291.5 | 16.9 | 0
3:00 | -10.1 | 51.6 | 0 | 0 | 285.4 | 294.2 | 291.3 | 18.1 | 0
4:00 | -2.4 | 64.1 | 0 | 0 | 285.1 | 294.1 | 291.2 | 20.4 | 0
5:00 | 6 | 75.9 | 12.7 | 19 | 285.3 | 294.3 | 291.6 | 19.1 | 0
6:00 | 15.1 | 87.6 | 5.8 | 45.6 | 285.9 | 294.7 | 292.2 | 17.7 | 0
7:00 | 24.2 | 99.7 | 0 | 76 | 286.5 | 295.4 | 293.2 | 17.7 | 0
8:00 | 32.9 | 113.1 | 0 | 96.4 | 287.3 | 296.7 | 294.8 | 0 | 0
9:00 | 40.7 | 128.5 | 0 | 119 | 288.2 | 297.1 | 295.4 | 0 | 0
10:00 | 46.9 | 146.9 | 0 | 144.3 | 289.3 | 297 | 296.1 | 0 | 0
11:00 | 50.3 | 168.5 | 0 | 156.9 | 290.4 | 297.3 | 296.6 | 0 | 0
noon | 50.3 | -168.5 | 0 | 169.1 | 291.3 | 297.5 | 297.2 | 0 | 0
13:00 | 46.9 | -146.9 | 0 | 150.2 | 292 | 297.6 | 297.3 | 0 | 0
14:00 | 40.7 | -128.5 | 0 | 130.8 | 292.5 | 297.5 | 297.3 | 0 | 0
15:00 | 32.9 | -113.1 | 0 | 103.7 | 292.6 | 297.7 | 297.2 | 0 | 0
16:00 | 24.2 | -99.7 | 0 | 76.7 | 292.2 | 297.4 | 296.7 | 0 | 0
17:00 | 15.1 | -87.6 | 6.3 | 56.4 | 291.7 | 297.3 | 296.1 | 0 | 0
18:00 | 6 | -75.9 | 24.9 | 35.1 | 290.9 | 297.4 | 295.7 | 0 | 0
19:00 | -2.4 | -64.1 | 0 | 6 | 289.9 | 297 | 295 | 0 | 0
20:00 | -10.1 | -51.6 | 0 | 0 | 289 | 296.8 | 294.4 | 0 | 0
21:00 | -16.6 | -38.1 | 0 | 0 | 288.1 | 297 | 293.9 | 0 | 0
22:00 | -21.3 | -23.5 | 0 | 0 | 287.3 | 296.7 | 293.5 | 0 | 0
23:00 | -23.7 | -7.9 | 0 | 0 | 286.6 | 296.9 | 293.4 | 0 | 0
September
| solar | solar | direct | diffuse | outdoor | indoor | window | heating | blinds
| altitude | azimuth | radiation | radiation | temp. | temp. | temp. | load | closed
| (degrees) | (degrees) | (W-h/m2) | (W-h/m2) | (K) | (K) | (K) | (W-h/m2) | (% time)
midnight | -35.1 | 9.1 | 0 | 0 | 284.9 | 294.7 | 291.6 | 42.4 | 0
1:00 | -32.3 | 26.9 | 0 | 0 | 284.8 | 294.4 | 291.3 | 42.7 | 0
2:00 | -27.1 | 43.1 | 0 | 0 | 284.5 | 294.3 | 291.1 | 42.3 | 0
3:00 | -20 | 57.5 | 0 | 0 | 284.3 | 294.2 | 290.9 | 41.7 | 0
4:00 | -11.8 | 70.6 | 0 | 0 | 284.1 | 294.2 | 290.9 | 42.4 | 0
5:00 | -3 | 82.8 | 0 | 0.3 | 284 | 294.1 | 290.8 | 44.5 | 0
6:00 | 6 | 94.7 | 0 | 19.9 | 284.3 | 294.2 | 291.1 | 42.2 | 0
7:00 | 15 | 107 | 0 | 44.4 | 284.7 | 294.5 | 291.7 | 37.1 | 0
8:00 | 23.3 | 120.2 | 0 | 67.9 | 285.4 | 296.7 | 293.7 | 0.5 | 0
9:00 | 30.6 | 135 | 0 | 89.9 | 286.1 | 296.7 | 294.2 | 0.5 | 0
10:00 | 36 | 151.7 | 0 | 104.9 | 286.8 | 297.1 | 294.7 | 0.3 | 0
11:00 | 39 | 170.3 | 0 | 105.9 | 287.6 | 296.6 | 295.1 | 0.2 | 0
noon | 39 | -170.3 | 0 | 104.9 | 288.3 | 296.8 | 295.3 | 0.2 | 0
13:00 | 36 | -151.7 | 0 | 101.4 | 288.9 | 297.2 | 295.3 | 0.2 | 0
14:00 | 30.6 | -135 | 0 | 92.6 | 289.4 | 296.9 | 295.6 | 0.2 | 0
15:00 | 23.3 | -120.2 | 0 | 73.2 | 289.5 | 297 | 295.5 | 0.1 | 0
16:00 | 15 | -107 | 0 | 44.6 | 289.3 | 296.8 | 295 | 0.1 | 0
17:00 | 6 | -94.7 | 0 | 23.9 | 288.6 | 296.6 | 294.6 | 0.1 | 0
18:00 | -3 | -82.8 | 0 | 2.4 | 287.8 | 296.7 | 294 | 0.1 | 0
19:00 | -11.8 | -70.6 | 0 | 0 | 287.1 | 296.7 | 293.6 | 0.3 | 0
20:00 | -20 | -57.5 | 0 | 0 | 286.5 | 296.7 | 293.4 | 0.3 | 0
21:00 | -27.1 | -43.1 | 0 | 0 | 285.9 | 296.8 | 293.2 | 0.4 | 0
22:00 | -32.3 | -26.9 | 0 | 0 | 285.3 | 296.8 | 292.8 | 0.4 | 0
23:00 | -35.1 | -9.1 | 0 | 0 | 285 | 296.7 | 292.8 | 0.5 | 0
October
| solar | solar | direct | diffuse | outdoor | indoor | window | heating | blinds
| altitude | azimuth | radiation | radiation | temp. | temp. | temp. | load | closed
| (degrees) | (degrees) | (W-h/m2) | (W-h/m2) | (K) | (K) | (K) | (W-h/m2) | (% time)
midnight | -47 | 10.8 | 0 | 0 | 282.1 | 294.2 | 290.3 | 57.9 | 0
1:00 | -43.7 | 31.4 | 0 | 0 | 282.1 | 294.1 | 290.2 | 57.1 | 0
2:00 | -37.8 | 49.3 | 0 | 0 | 282 | 294.1 | 290.1 | 58.6 | 0
3:00 | -30.1 | 64.6 | 0 | 0 | 281.8 | 294.1 | 290.1 | 59.5 | 0
4:00 | -21.5 | 78 | 0 | 0 | 281.8 | 294.1 | 290.1 | 60.9 | 0
5:00 | -12.4 | 90.2 | 0 | 0 | 281.7 | 294.1 | 290 | 65.7 | 0
6:00 | -3.4 | 102 | 0 | 0.8 | 281.8 | 294.1 | 290.1 | 66.4 | 0
7:00 | 5.2 | 114 | 0 | 16.8 | 282.2 | 294.1 | 290.4 | 64.9 | 0
8:00 | 13 | 126.6 | 0 | 37.6 | 282.6 | 295.8 | 292 | 0.6 | 0
9:00 | 19.7 | 140.4 | 0 | 61.3 | 283.3 | 296.3 | 292.4 | 0.8 | 0
10:00 | 24.5 | 155.5 | 0 | 70.4 | 283.9 | 296.1 | 292.8 | 0.9 | 0
11:00 | 27.1 | 171.7 | 0 | 81.3 | 284.6 | 296.1 | 293.1 | 0.7 | 0
noon | 27.1 | -171.7 | 0 | 79 | 285.1 | 296 | 293.4 | 0.8 | 0
13:00 | 24.5 | -155.5 | 0 | 65.6 | 285.4 | 296.3 | 293.4 | 0.7 | 0
14:00 | 19.7 | -140.4 | 0 | 49.7 | 285.5 | 296.2 | 293.3 | 0.7 | 0
15:00 | 13 | -126.6 | 0 | 33.4 | 285.3 | 296 | 292.9 | 0.5 | 0
16:00 | 5.2 | -114 | 0 | 14.6 | 284.7 | 296.3 | 292.5 | 0.4 | 0
17:00 | -3.4 | -102 | 0 | 0.4 | 284.1 | 296 | 292.1 | 0.6 | 0
18:00 | -12.4 | -90.2 | 0 | 0 | 283.5 | 295.9 | 292.1 | 0.6 | 0
19:00 | -21.5 | -78 | 0 | 0 | 283.1 | 296.1 | 291.7 | 0.4 | 0
20:00 | -30.1 | -64.6 | 0 | 0 | 282.8 | 295.9 | 291.6 | 0.5 | 0
21:00 | -37.8 | -49.3 | 0 | 0 | 282.5 | 296 | 291.4 | 0.6 | 0
22:00 | -43.7 | -31.4 | 0 | 0 | 282.4 | 296.1 | 291.6 | 0.4 | 0
23:00 | -47 | -10.8 | 0 | 0 | 282.2 | 296.3 | 291.5 | 0.5 | 0
November
| solar | solar | direct | diffuse | outdoor | indoor | window | heating | blinds
| altitude | azimuth | radiation | radiation | temp. | temp. | temp. | load | closed
| (degrees) | (degrees) | (W-h/m2) | (W-h/m2) | (K) | (K) | (K) | (W-h/m2) | (% time)
midnight | -56.2 | 12.8 | 0 | 0 | 278.9 | 294.1 | 289.1 | 103.7 | 0
1:00 | -52.4 | 36.3 | 0 | 0 | 278.8 | 294.1 | 289.1 | 104.4 | 0
2:00 | -45.8 | 55.6 | 0 | 0 | 278.6 | 294.1 | 289.1 | 110.5 | 0
3:00 | -37.7 | 71.1 | 0 | 0 | 278.5 | 294.1 | 289 | 106.9 | 0
4:00 | -28.8 | 84.3 | 0 | 0 | 278.4 | 294.1 | 289 | 102.9 | 0
5:00 | -19.7 | 96.2 | 0 | 0 | 278.4 | 294.1 | 289 | 106.3 | 0
6:00 | -10.7 | 107.7 | 0 | 0 | 278.3 | 294.1 | 289 | 106.7 | 0
7:00 | -2.4 | 119.2 | 0 | 1 | 278.2 | 294.1 | 288.9 | 107.3 | 0
8:00 | 5 | 131.2 | 0 | 16 | 278.4 | 295.8 | 290.8 | 0.4 | 0
9:00 | 11.1 | 144.1 | 0 | 30.1 | 278.8 | 296.2 | 290.5 | 1.7 | 0
10:00 | 15.5 | 157.9 | 0 | 45.9 | 279.2 | 296.1 | 290.9 | 2 | 0
11:00 | 17.8 | 172.5 | 0 | 57.8 | 279.7 | 295.8 | 291.2 | 1.7 | 0
noon | 17.8 | -172.5 | 0 | 55.3 | 280.1 | 295.9 | 291.3 | 1.5 | 0
13:00 | 15.5 | -157.9 | 0 | 47.3 | 280.3 | 295.7 | 291.4 | 1.6 | 0
14:00 | 11.1 | -144.1 | 0 | 30.2 | 280.4 | 295.6 | 291.1 | 1.5 | 0
15:00 | 5 | -131.2 | 0 | 12.9 | 280.2 | 295.5 | 290.8 | 1.1 | 0
16:00 | -2.4 | -119.2 | 0 | 0 | 280 | 296.1 | 290.8 | 0.8 | 0
17:00 | -10.7 | -107.7 | 0 | 0 | 279.7 | 296 | 290.6 | 1.1 | 0
18:00 | -19.7 | -96.2 | 0 | 0 | 279.6 | 295.9 | 290.7 | 0.6 | 0
19:00 | -28.8 | -84.3 | 0 | 0 | 279.4 | 295.8 | 290.3 | 1.1 | 0
20:00 | -37.7 | -71.1 | 0 | 0 | 279.4 | 296.1 | 290.6 | 0.9 | 0
21:00 | -45.8 | -55.6 | 0 | 0 | 279.2 | 295.8 | 290.3 | 1.1 | 0
22:00 | -52.4 | -36.3 | 0 | 0 | 279 | 295.7 | 290.5 | 1 | 0
23:00 | -56.2 | -12.8 | 0 | 0 | 278.8 | 295.8 | 290.5 | 0.9 | 0
December
| solar | solar | direct | diffuse | outdoor | indoor | window | heating | blinds
| altitude | azimuth | radiation | radiation | temp. | temp. | temp. | load | closed
| (degrees) | (degrees) | (W-h/m2) | (W-h/m2) | (K) | (K) | (K) | (W-h/m2) | (% time)
midnight | -60.2 | 13.9 | 0 | 0 | 276.9 | 294.1 | 288.5 | 108.7 | 0
1:00 | -56.1 | 39.1 | 0 | 0 | 276.8 | 294.1 | 288.5 | 112.5 | 0
2:00 | -49.2 | 58.9 | 0 | 0 | 276.8 | 294.1 | 288.5 | 112.8 | 0
3:00 | -40.9 | 74.4 | 0 | 0 | 276.8 | 294.1 | 288.5 | 112.8 | 0
4:00 | -31.9 | 87.4 | 0 | 0 | 276.9 | 294.1 | 288.5 | 110.2 | 0
5:00 | -22.8 | 99.1 | 0 | 0 | 277 | 294.1 | 288.5 | 113.2 | 0
6:00 | -14 | 110.2 | 0 | 0 | 276.9 | 294.1 | 288.5 | 110.3 | 0
7:00 | -5.8 | 121.5 | 0 | 0 | 276.9 | 294.1 | 288.5 | 107.6 | 0
8:00 | 1.4 | 133.2 | 0 | 1.8 | 277.1 | 296.6 | 290 | 0 | 0
9:00 | 7.3 | 145.7 | 0 | 14.9 | 277.3 | 296.3 | 290 | 1.9 | 0
10:00 | 11.6 | 158.9 | 0 | 28.6 | 277.7 | 295.7 | 290.3 | 2.3 | 0
11:00 | 13.8 | 172.9 | 0 | 36.8 | 277.9 | 295.8 | 290.3 | 1.8 | 0
noon | 13.8 | -172.9 | 0 | 37.9 | 278.2 | 296.1 | 290.4 | 1.8 | 0
13:00 | 11.6 | -158.9 | 0 | 29 | 278.4 | 295.9 | 290.5 | 1.5 | 0
14:00 | 7.3 | -145.7 | 0 | 18.1 | 278.3 | 296.1 | 290.5 | 1.3 | 0
15:00 | 1.4 | -133.2 | 0 | 4.7 | 278.2 | 296.2 | 290.2 | 1.2 | 0
16:00 | -5.8 | -121.5 | 0 | 0 | 277.8 | 295.8 | 289.7 | 1.7 | 0
17:00 | -14 | -110.2 | 0 | 0 | 277.7 | 295.6 | 290 | 1.2 | 0
18:00 | -22.8 | -99.1 | 0 | 0 | 277.5 | 295.9 | 289.8 | 1.1 | 0
19:00 | -31.9 | -87.4 | 0 | 0 | 277.5 | 295.5 | 289.8 | 1.6 | 0
20:00 | -40.9 | -74.4 | 0 | 0 | 277.3 | 295.8 | 290.1 | 0.8 | 0
21:00 | -49.2 | -58.9 | 0 | 0 | 277.1 | 296.2 | 289.9 | 0.9 | 0
22:00 | -56.1 | -39.1 | 0 | 0 | 277.1 | 295.9 | 289.7 | 1.5 | 0
23:00 | -60.2 | -13.9 | 0 | 0 | 277 | 296.1 | 289.6 | 1 | 0

## Sheet59
Scenario Four (green)
Tue Dec 03 2019 23:28:30 GMT+0000 (Greenwich Mean Time)
Setup Information:
Building
Location | UK - London
Building length, side A | N/A
Building length, side B | N/A
Simulation Type
Simulation Type | one_sided
Window Description
Typology | dgu_nb
Glazing Type | clear
Window Area | 59%
Wall Description
Insulation R-Value | 99999999.9 m2-K/W
Occupancy
Type | Low-rise Residential
Occupancy Load | 0.000 people per m2
Lighting Requirements | 400 lux
Equipment Load | 0.00 W/m2
Room Ventilation
Air Change Rate per Occupant | 15.0 liters / sec per person
Total Air Change Rate | 0.0 roomfuls per hour
Lighting Control
Lighting Control | lights do not respond to daylight: all lights fully on while building is occupied
Representative Room
Orientation | north
Room Depth | 27 m
Room Width | 5 m
Room Height | 2.2 m
Thermal Mass
Thermal Mass | none
Overhang
Overhang Depth | 0 m
Roof
Roof Type | adiabatic roof
Simulation Results:
Primary Energy Use and CO2 Emissions
| heating | cooling | lighting | total | CO2
| energy | energy | energy | energy | emissions
| (kWh/m2) | (kWh/m2) | (kWh/m2) | (kWh/m2) | (kg/m2)
January | 33.6 | 0 | 7.3 | 40.9 | 8.2
February | 28.1 | 0 | 6.6 | 34.7 | 6.9
March | 32.2 | 0 | 7.3 | 39.5 | 7.9
April | 25.9 | 0 | 7.1 | 33 | 6.6
May | 18.8 | 0 | 7.3 | 26.1 | 5.2
June | 9.4 | 0 | 7.1 | 16.5 | 3.3
July | 4.3 | 0 | 7.3 | 11.6 | 2.3
August | 4.3 | 0 | 7.3 | 11.6 | 2.3
September | 10.2 | 0 | 7.1 | 17.3 | 3.5
October | 15.5 | 0 | 7.3 | 22.8 | 4.6
November | 26 | 0 | 7.1 | 33.1 | 6.6
December | 28.2 | 0 | 7.3 | 35.5 | 7.1
Total | 236.5 | 0 | 86.1 | 322.6 | 64.5 | yearly energy
January
| solar | solar | direct | diffuse | outdoor | indoor | window | heating | blinds
| altitude | azimuth | radiation | radiation | temp. | temp. | temp. | load | closed
| (degrees) | (degrees) | (W-h/m2) | (W-h/m2) | (K) | (K) | (K) | (W-h/m2) | (% time)
midnight | -58.1 | 13.3 | 0 | 0 | 275.9 | 294.1 | 288.2 | 136.2 | 0
1:00 | -54.2 | 37.6 | 0 | 0 | 275.8 | 294.1 | 288.2 | 135.5 | 0
2:00 | -47.5 | 57.1 | 0 | 0 | 275.8 | 294.1 | 288.2 | 133.9 | 0
3:00 | -39.2 | 72.7 | 0 | 0 | 275.7 | 294.1 | 288.1 | 129.8 | 0
4:00 | -30.2 | 85.8 | 0 | 0 | 275.6 | 294.1 | 288.1 | 132.5 | 0
5:00 | -21.1 | 97.6 | 0 | 0 | 275.6 | 294.1 | 288.1 | 132.3 | 0
6:00 | -12.3 | 108.9 | 0 | 0 | 275.5 | 294.1 | 288.1 | 130 | 0
7:00 | -4 | 120.3 | 0 | 0 | 275.5 | 294.1 | 288.1 | 128.8 | 0
8:00 | 3.3 | 132.2 | 0 | 5.1 | 275.7 | 296.3 | 289.5 | 0.2 | 0
9:00 | 9.3 | 144.9 | 0 | 20.2 | 276.1 | 295.7 | 289.7 | 2.1 | 0
10:00 | 13.6 | 158.4 | 0 | 34.6 | 276.5 | 296.1 | 289.9 | 1.7 | 0
11:00 | 15.9 | 172.7 | 0 | 40.5 | 276.7 | 295.5 | 290.2 | 2.6 | 0
noon | 15.9 | -172.7 | 0 | 42.7 | 277.2 | 295.8 | 290.4 | 2.1 | 0
13:00 | 13.6 | -158.4 | 0 | 38.1 | 277.6 | 296.1 | 290.7 | 1.7 | 0
14:00 | 9.3 | -144.9 | 0 | 26.7 | 277.5 | 296.1 | 290.2 | 2 | 0
15:00 | 3.3 | -132.2 | 0 | 13.2 | 277.3 | 295.9 | 289.9 | 1.5 | 0
16:00 | -4 | -120.3 | 0 | 0.6 | 277 | 295.6 | 289.6 | 1.7 | 0
17:00 | -12.3 | -108.9 | 0 | 0 | 276.8 | 295.9 | 289.5 | 1.1 | 0
18:00 | -21.1 | -97.6 | 0 | 0 | 276.5 | 295.5 | 289.7 | 2 | 0
19:00 | -30.2 | -85.8 | 0 | 0 | 276.3 | 295.9 | 289.6 | 1.1 | 0
20:00 | -39.2 | -72.7 | 0 | 0 | 276.1 | 296 | 289.5 | 1.5 | 0
21:00 | -47.5 | -57.1 | 0 | 0 | 276.1 | 295.9 | 289.5 | 1.5 | 0
22:00 | -54.2 | -37.6 | 0 | 0 | 276 | 295.8 | 289.4 | 1.3 | 0
23:00 | -58.1 | -13.3 | 0 | 0 | 275.9 | 295.8 | 289.6 | 1.6 | 0
February
| solar | solar | direct | diffuse | outdoor | indoor | window | heating | blinds
| altitude | azimuth | radiation | radiation | temp. | temp. | temp. | load | closed
| (degrees) | (degrees) | (W-h/m2) | (W-h/m2) | (K) | (K) | (K) | (W-h/m2) | (% time)
midnight | -50.4 | 11.4 | 0 | 0 | 275.4 | 294.1 | 288 | 116.5 | 0
1:00 | -46.9 | 33 | 0 | 0 | 275.3 | 294.1 | 288 | 111 | 0
2:00 | -40.8 | 51.4 | 0 | 0 | 275.2 | 294.1 | 288 | 115.1 | 0
3:00 | -32.9 | 66.9 | 0 | 0 | 275.2 | 294.1 | 288 | 121.7 | 0
4:00 | -24.2 | 80.2 | 0 | 0 | 275.2 | 294.1 | 288 | 123.7 | 0
5:00 | -15.1 | 92.3 | 0 | 0 | 275.1 | 294.1 | 287.9 | 128.3 | 0
6:00 | -6.1 | 104 | 0 | 0 | 275.1 | 294.1 | 287.9 | 128.1 | 0
7:00 | 2.4 | 115.9 | 0 | 2.3 | 275.1 | 294.1 | 288 | 131.8 | 0
8:00 | 10.1 | 128.3 | 0 | 20.6 | 275.5 | 296.5 | 289.9 | 0.6 | 0
9:00 | 16.5 | 141.8 | 0 | 40.4 | 276.1 | 295.8 | 290 | 2.6 | 0
10:00 | 21.2 | 156.4 | 0 | 55.1 | 276.7 | 295.8 | 290.2 | 2.7 | 0
11:00 | 23.7 | 172 | 0 | 60.6 | 277.3 | 295.9 | 290.3 | 2.6 | 0
noon | 23.7 | -172 | 0 | 65.1 | 277.9 | 295.9 | 290.8 | 2.6 | 0
13:00 | 21.2 | -156.4 | 0 | 57 | 278.4 | 295.8 | 291 | 2.1 | 0
14:00 | 16.5 | -141.8 | 0 | 53.5 | 278.5 | 296.2 | 290.8 | 1.9 | 0
15:00 | 10.1 | -128.3 | 0 | 36 | 278.3 | 296 | 290.5 | 2.2 | 0
16:00 | 2.4 | -115.9 | 0 | 14.5 | 277.7 | 295.7 | 290.3 | 1.9 | 0
17:00 | -6.1 | -104 | 0 | 0.3 | 277.1 | 295.9 | 289.7 | 1 | 0
18:00 | -15.1 | -92.3 | 0 | 0 | 276.7 | 295.6 | 289.4 | 1.7 | 0
19:00 | -24.2 | -80.2 | 0 | 0 | 276.3 | 296.1 | 289.6 | 0.8 | 0
20:00 | -32.9 | -66.9 | 0 | 0 | 276 | 295.7 | 289.5 | 1.9 | 0
21:00 | -40.8 | -51.4 | 0 | 0 | 275.7 | 296 | 289.4 | 1 | 0
22:00 | -46.9 | -33 | 0 | 0 | 275.5 | 296.1 | 289.3 | 1.3 | 0
23:00 | -50.4 | -11.4 | 0 | 0 | 275.4 | 295.7 | 289.2 | 1.3 | 0
March
| solar | solar | direct | diffuse | outdoor | indoor | window | heating | blinds
| altitude | azimuth | radiation | radiation | temp. | temp. | temp. | load | closed
| (degrees) | (degrees) | (W-h/m2) | (W-h/m2) | (K) | (K) | (K) | (W-h/m2) | (% time)
midnight | -39 | 9.6 | 0 | 0 | 276.9 | 294.1 | 288.5 | 128.3 | 0
1:00 | -36 | 28.2 | 0 | 0 | 276.8 | 294.1 | 288.5 | 132.1 | 0
2:00 | -30.6 | 45 | 0 | 0 | 276.7 | 294.1 | 288.4 | 136.3 | 0
3:00 | -23.4 | 59.7 | 0 | 0 | 276.5 | 294.1 | 288.4 | 128.8 | 0
4:00 | -15 | 72.9 | 0 | 0 | 276.3 | 294.1 | 288.3 | 130.1 | 0
5:00 | -6.1 | 85.2 | 0 | 0 | 276.4 | 294.1 | 288.3 | 124.9 | 0
6:00 | 2.9 | 97.1 | 0 | 4.1 | 276.6 | 294.1 | 288.4 | 117.3 | 0
7:00 | 11.8 | 109.3 | 0 | 24.9 | 276.9 | 294.1 | 288.8 | 113.7 | 0
8:00 | 20 | 122.4 | 0 | 48.1 | 277.4 | 296 | 290.2 | 1.3 | 0
9:00 | 27 | 136.9 | 0 | 66.7 | 278 | 296 | 290.6 | 2 | 0
10:00 | 32.2 | 153.1 | 0 | 85.8 | 278.8 | 295.9 | 291.3 | 2.1 | 0
11:00 | 35.1 | 170.8 | 0 | 100 | 279.8 | 295.7 | 291.8 | 2.1 | 0
noon | 35.1 | -170.8 | 0 | 101.7 | 280.5 | 295.8 | 292 | 2.1 | 0
13:00 | 32.2 | -153.1 | 0 | 93 | 281.2 | 296 | 292 | 1.4 | 0
14:00 | 27 | -136.9 | 0 | 79.8 | 281.5 | 296.1 | 292 | 1.5 | 0
15:00 | 20 | -122.4 | 0 | 58.9 | 281.4 | 295.9 | 291.5 | 1.8 | 0
16:00 | 11.8 | -109.3 | 0 | 34.5 | 280.9 | 296.1 | 291.4 | 1.4 | 0
17:00 | 2.9 | -97.1 | 0 | 15.4 | 280.1 | 296.3 | 290.8 | 1.5 | 0
18:00 | -6.1 | -85.2 | 0 | 0 | 279.4 | 296.3 | 290.5 | 1.3 | 0
19:00 | -15 | -72.9 | 0 | 0 | 278.7 | 296.1 | 290.2 | 1.2 | 0
20:00 | -23.4 | -59.7 | 0 | 0 | 278.2 | 295.9 | 290 | 1.7 | 0
21:00 | -30.6 | -45 | 0 | 0 | 277.8 | 295.7 | 290.2 | 1.6 | 0
22:00 | -36 | -28.2 | 0 | 0 | 277.3 | 295.8 | 289.9 | 1.3 | 0
23:00 | -39 | -9.6 | 0 | 0 | 277.1 | 295.9 | 290.1 | 1.7 | 0
April
| solar | solar | direct | diffuse | outdoor | indoor | window | heating | blinds
| altitude | azimuth | radiation | radiation | temp. | temp. | temp. | load | closed
| (degrees) | (degrees) | (W-h/m2) | (W-h/m2) | (K) | (K) | (K) | (W-h/m2) | (% time)
midnight | -27.1 | 8.3 | 0 | 0 | 278.5 | 294.1 | 289 | 105.4 | 0
1:00 | -24.5 | 24.4 | 0 | 0 | 278.2 | 294.1 | 288.9 | 103.6 | 0
2:00 | -19.7 | 39.5 | 0 | 0 | 278 | 294.1 | 288.9 | 105.2 | 0
3:00 | -13.1 | 53.3 | 0 | 0 | 277.7 | 294.1 | 288.8 | 107.3 | 0
4:00 | -5.2 | 66 | 0 | 0 | 277.4 | 294.1 | 288.7 | 106.3 | 0
5:00 | 3.4 | 78 | 3 | 8 | 277.6 | 294.1 | 288.8 | 105 | 0
6:00 | 12.4 | 89.8 | 0.4 | 33.9 | 278.1 | 294.1 | 289.2 | 107.7 | 0
7:00 | 21.5 | 102 | 0 | 60.7 | 278.8 | 294.1 | 289.8 | 103.8 | 0
8:00 | 30.1 | 115.3 | 0 | 79.7 | 279.5 | 295.7 | 291.4 | 1.9 | 0
9:00 | 37.7 | 130.6 | 0 | 102.3 | 280.6 | 295.9 | 291.8 | 2.1 | 0
10:00 | 43.7 | 148.5 | 0 | 121.4 | 281.5 | 296.1 | 292.4 | 2.1 | 0
11:00 | 47 | 169.1 | 0 | 133.9 | 282.5 | 295.6 | 293 | 2 | 0
noon | 47 | -169.1 | 0 | 135.6 | 283.5 | 295.8 | 293.4 | 1.5 | 0
13:00 | 43.7 | -148.5 | 0 | 127.4 | 284.2 | 296.2 | 293.4 | 1.2 | 0
14:00 | 37.7 | -130.6 | 0 | 116.3 | 284.7 | 296.3 | 293.4 | 1 | 0
15:00 | 30.1 | -115.3 | 0 | 86.8 | 285 | 295.8 | 293.5 | 1 | 0
16:00 | 21.5 | -102 | 0 | 66.8 | 284.7 | 295.9 | 293 | 0.8 | 0
17:00 | 12.4 | -89.8 | 0.5 | 41.3 | 283.9 | 295.9 | 292.4 | 1 | 0
18:00 | 3.4 | -78 | 12.3 | 16.4 | 283 | 296 | 291.8 | 1 | 0
19:00 | -5.2 | -66 | 0 | 0 | 282 | 295.9 | 291.4 | 0.8 | 0
20:00 | -13.1 | -53.3 | 0 | 0 | 281 | 296 | 291 | 0.9 | 0
21:00 | -19.7 | -39.5 | 0 | 0 | 280 | 295.9 | 290.5 | 1.2 | 0
22:00 | -24.5 | -24.4 | 0 | 0 | 279.3 | 295.7 | 290.5 | 1.3 | 0
23:00 | -27.1 | -8.3 | 0 | 0 | 278.6 | 296 | 290.5 | 1.1 | 0
May
| solar | solar | direct | diffuse | outdoor | indoor | window | heating | blinds
| altitude | azimuth | radiation | radiation | temp. | temp. | temp. | load | closed
| (degrees) | (degrees) | (W-h/m2) | (W-h/m2) | (K) | (K) | (K) | (W-h/m2) | (% time)
midnight | -17.9 | 7.4 | 0 | 0 | 281 | 294.1 | 289.8 | 75.6 | 0
1:00 | -15.5 | 22 | 0 | 0 | 280.8 | 294.1 | 289.7 | 76.3 | 0
2:00 | -11.1 | 35.8 | 0 | 0 | 280.5 | 294.1 | 289.7 | 76.8 | 0
3:00 | -5 | 48.7 | 0 | 0 | 280.2 | 294.1 | 289.5 | 75.4 | 0
4:00 | 2.4 | 60.8 | 12.8 | 10.9 | 280.2 | 294.1 | 289.8 | 77.1 | 0
5:00 | 10.7 | 72.3 | 41.5 | 40.6 | 280.5 | 294.1 | 290.5 | 75.7 | 0
6:00 | 19.6 | 83.7 | 18 | 62.9 | 280.9 | 294.1 | 290.6 | 75.8 | 0
7:00 | 28.7 | 95.6 | 0 | 84.8 | 281.8 | 294.1 | 291 | 67 | 0
8:00 | 37.6 | 108.8 | 0 | 101.3 | 282.7 | 296.1 | 292.7 | 0.9 | 0
9:00 | 45.8 | 124.4 | 0 | 131.7 | 283.7 | 296 | 293.5 | 1.2 | 0
10:00 | 52.4 | 143.6 | 0 | 145.9 | 284.8 | 296.3 | 294 | 0.9 | 0
11:00 | 56.2 | 167.2 | 0 | 152.2 | 285.8 | 296.3 | 294.6 | 0.5 | 0
noon | 56.2 | -167.2 | 0 | 145.7 | 286.8 | 296.1 | 294.6 | 0.6 | 0
13:00 | 52.4 | -143.6 | 0 | 137.1 | 287.6 | 296.3 | 295 | 0.3 | 0
14:00 | 45.8 | -124.4 | 0 | 134.2 | 288 | 296.2 | 295.2 | 0.5 | 0
15:00 | 37.6 | -108.8 | 0 | 116.3 | 288 | 296.2 | 294.8 | 0.3 | 0
16:00 | 28.7 | -95.6 | 0 | 97.6 | 287.9 | 296.4 | 294.3 | 0.3 | 0
17:00 | 19.6 | -83.7 | 19 | 74.3 | 287.3 | 295.9 | 294.2 | 0.4 | 0
18:00 | 10.7 | -72.3 | 47.9 | 48.7 | 286.3 | 296.4 | 293.6 | 0.2 | 0
19:00 | 2.4 | -60.8 | 25.2 | 18.1 | 285.1 | 296.5 | 292.9 | 0.3 | 0
20:00 | -5 | -48.7 | 0 | 0 | 284 | 296.1 | 292.1 | 0.4 | 0
21:00 | -11.1 | -35.8 | 0 | 0 | 283.1 | 296.2 | 291.7 | 0.4 | 0
22:00 | -15.5 | -22 | 0 | 0 | 282.3 | 295.9 | 291.4 | 0.6 | 0
23:00 | -17.9 | -7.4 | 0 | 0 | 281.5 | 296 | 291.1 | 0.5 | 0
June
| solar | solar | direct | diffuse | outdoor | indoor | window | heating | blinds
| altitude | azimuth | radiation | radiation | temp. | temp. | temp. | load | closed
| (degrees) | (degrees) | (W-h/m2) | (W-h/m2) | (K) | (K) | (K) | (W-h/m2) | (% time)
midnight | -13.8 | 7 | 0 | 0 | 284.5 | 294.1 | 290.9 | 42.7 | 0
1:00 | -11.6 | 21 | 0 | 0 | 284.2 | 294.1 | 290.9 | 41.8 | 0
2:00 | -7.3 | 34.3 | 0 | 0 | 283.9 | 294.1 | 290.7 | 38.5 | 0
3:00 | -1.4 | 46.7 | 0 | 0 | 283.6 | 294.1 | 290.6 | 37.4 | 0
4:00 | 5.8 | 58.4 | 47 | 27.4 | 283.7 | 294.2 | 291.6 | 38.2 | 0
5:00 | 14 | 69.7 | 54.6 | 52.4 | 284.2 | 294.3 | 292.1 | 37.7 | 0
6:00 | 22.8 | 80.8 | 26.7 | 76.8 | 284.6 | 294.4 | 292.1 | 38.7 | 0
7:00 | 31.9 | 92.5 | 0 | 90.6 | 285.2 | 294.4 | 292.3 | 37.3 | 0
8:00 | 40.9 | 105.5 | 0 | 104.6 | 286.2 | 296.2 | 294.1 | 0.3 | 0
9:00 | 49.2 | 121 | 0 | 130.5 | 287.2 | 296.5 | 294.7 | 0.2 | 0
10:00 | 56.1 | 140.8 | 0 | 140.9 | 288.1 | 296.4 | 295.2 | 0.2 | 0
11:00 | 60.2 | 166 | 0 | 149.1 | 289.1 | 297.2 | 295.8 | 0.3 | 0
noon | 60.2 | -166 | 0 | 150.4 | 290 | 297.3 | 296.6 | 0.1 | 0
13:00 | 56.1 | -140.8 | 0 | 149.6 | 290.6 | 297.5 | 296.9 | 0 | 0
14:00 | 49.2 | -121 | 0 | 133.5 | 291 | 297.5 | 296.7 | 0 | 0
15:00 | 40.9 | -105.5 | 0 | 111.8 | 291.1 | 297.1 | 296.5 | 0 | 0
16:00 | 31.9 | -92.5 | 0 | 113.1 | 290.9 | 297 | 296.4 | 0 | 0
17:00 | 22.8 | -80.8 | 25.1 | 93.4 | 290.2 | 297.1 | 295.7 | 0.2 | 0
18:00 | 14 | -69.7 | 50.8 | 67.2 | 289.3 | 296.6 | 295.3 | 0.3 | 0
19:00 | 5.8 | -58.4 | 47.8 | 41 | 288.3 | 296.4 | 295 | 0.2 | 0
20:00 | -1.4 | -46.7 | 0 | 0 | 287.4 | 296.2 | 293.3 | 0.2 | 0
21:00 | -7.3 | -34.3 | 0 | 0 | 286.4 | 296 | 292.9 | 0.2 | 0
22:00 | -11.6 | -21 | 0 | 0 | 285.7 | 295.9 | 292.6 | 0.3 | 0
23:00 | -13.8 | -7 | 0 | 0 | 284.8 | 296 | 292.4 | 0.3 | 0
July
| solar | solar | direct | diffuse | outdoor | indoor | window | heating | blinds
| altitude | azimuth | radiation | radiation | temp. | temp. | temp. | load | closed
| (degrees) | (degrees) | (W-h/m2) | (W-h/m2) | (K) | (K) | (K) | (W-h/m2) | (% time)
midnight | -15.9 | 7.2 | 0 | 0 | 286.4 | 294.9 | 292.2 | 15.8 | 0
1:00 | -13.7 | 21.5 | 0 | 0 | 286.1 | 294.4 | 291.7 | 19.4 | 0
2:00 | -9.3 | 35.1 | 0 | 0 | 285.6 | 294.2 | 291.4 | 19.7 | 0
3:00 | -3.3 | 47.8 | 0 | 0 | 285.3 | 294.1 | 291.2 | 18.2 | 0
4:00 | 4 | 59.7 | 7.4 | 13.9 | 285.5 | 294.2 | 291.5 | 19.1 | 0
5:00 | 12.3 | 71 | 22.1 | 43.4 | 285.8 | 294.7 | 292.4 | 16.4 | 0
6:00 | 21.1 | 82.3 | 12.9 | 72.5 | 286.4 | 295.2 | 293.1 | 16.5 | 0
7:00 | 30.2 | 94.1 | 0 | 90.2 | 286.8 | 295.8 | 293.7 | 14.4 | 0
8:00 | 39.2 | 107.3 | 0 | 107.5 | 287.6 | 297.2 | 295 | 0.1 | 0
9:00 | 47.4 | 122.8 | 0 | 130 | 288.7 | 297.1 | 295.7 | 0 | 0
10:00 | 54.2 | 142.4 | 0 | 152.9 | 289.7 | 297.3 | 296.4 | 0 | 0
11:00 | 58.1 | 166.6 | 0 | 166.1 | 290.7 | 297.4 | 296.9 | 0 | 0
noon | 58.1 | -166.6 | 0 | 174.3 | 291.7 | 297.7 | 297.6 | 0 | 0
13:00 | 54.2 | -142.4 | 0 | 161.4 | 292.5 | 298 | 297.8 | 0 | 0
14:00 | 47.4 | -122.8 | 0 | 145.3 | 292.9 | 297.5 | 297.6 | 0 | 0
15:00 | 39.2 | -107.3 | 0 | 120.5 | 293 | 297.6 | 297.3 | 0 | 0
16:00 | 30.2 | -94.1 | 0 | 114.7 | 292.8 | 297.5 | 297.2 | 0 | 0
17:00 | 21.1 | -82.3 | 18.9 | 91.1 | 292.4 | 297.5 | 296.9 | 0 | 0
18:00 | 12.3 | -71 | 59.5 | 68.5 | 291.5 | 297.5 | 296.8 | 0 | 0
19:00 | 4 | -59.7 | 57.7 | 35.1 | 290.4 | 297.4 | 296.1 | 0 | 0
20:00 | -3.3 | -47.8 | 0 | 0 | 289.3 | 297.1 | 294.5 | 0 | 0
21:00 | -9.3 | -35.1 | 0 | 0 | 288.4 | 297.1 | 294.1 | 0 | 0
22:00 | -13.7 | -21.5 | 0 | 0 | 287.5 | 297 | 294 | 0 | 0
23:00 | -15.9 | -7.2 | 0 | 0 | 286.8 | 297.1 | 293.6 | 0 | 0
August
| solar | solar | direct | diffuse | outdoor | indoor | window | heating | blinds
| altitude | azimuth | radiation | radiation | temp. | temp. | temp. | load | closed
| (degrees) | (degrees) | (W-h/m2) | (W-h/m2) | (K) | (K) | (K) | (W-h/m2) | (% time)
midnight | -23.7 | 7.9 | 0 | 0 | 286.4 | 294.6 | 292 | 13.8 | 0
1:00 | -21.3 | 23.5 | 0 | 0 | 286 | 294.3 | 291.6 | 15.2 | 0
2:00 | -16.6 | 38.1 | 0 | 0 | 285.9 | 294.2 | 291.5 | 16.9 | 0
3:00 | -10.1 | 51.6 | 0 | 0 | 285.4 | 294.1 | 291.3 | 18.1 | 0
4:00 | -2.4 | 64.1 | 0 | 0 | 285.1 | 294.1 | 291.1 | 20.4 | 0
5:00 | 6 | 75.9 | 12.7 | 19 | 285.3 | 294.3 | 291.6 | 19.1 | 0
6:00 | 15.1 | 87.6 | 5.8 | 45.6 | 285.9 | 294.8 | 292.2 | 17.7 | 0
7:00 | 24.2 | 99.7 | 0 | 76 | 286.5 | 295.4 | 293.2 | 17.7 | 0
8:00 | 32.9 | 113.1 | 0 | 96.4 | 287.3 | 296.7 | 294.8 | 0 | 0
9:00 | 40.7 | 128.5 | 0 | 119 | 288.2 | 297.2 | 295.4 | 0 | 0
10:00 | 46.9 | 146.9 | 0 | 144.3 | 289.3 | 297 | 295.9 | 0 | 0
11:00 | 50.3 | 168.5 | 0 | 156.9 | 290.4 | 297.2 | 296.6 | 0 | 0
noon | 50.3 | -168.5 | 0 | 169.1 | 291.3 | 297.6 | 297.2 | 0 | 0
13:00 | 46.9 | -146.9 | 0 | 150.2 | 292 | 297.5 | 297.3 | 0 | 0
14:00 | 40.7 | -128.5 | 0 | 130.8 | 292.5 | 297.5 | 297.3 | 0 | 0
15:00 | 32.9 | -113.1 | 0 | 103.7 | 292.6 | 297.7 | 297.1 | 0 | 0
16:00 | 24.2 | -99.7 | 0 | 76.7 | 292.2 | 297.3 | 296.7 | 0 | 0
17:00 | 15.1 | -87.6 | 6.3 | 56.4 | 291.7 | 297.5 | 296 | 0 | 0
18:00 | 6 | -75.9 | 24.9 | 35.1 | 290.9 | 297.2 | 295.8 | 0 | 0
19:00 | -2.4 | -64.1 | 0 | 6 | 289.9 | 297.1 | 294.9 | 0 | 0
20:00 | -10.1 | -51.6 | 0 | 0 | 289 | 297 | 294.4 | 0 | 0
21:00 | -16.6 | -38.1 | 0 | 0 | 288.1 | 297.1 | 294 | 0 | 0
22:00 | -21.3 | -23.5 | 0 | 0 | 287.3 | 296.7 | 293.7 | 0 | 0
23:00 | -23.7 | -7.9 | 0 | 0 | 286.6 | 296.8 | 293.4 | 0 | 0
September
| solar | solar | direct | diffuse | outdoor | indoor | window | heating | blinds
| altitude | azimuth | radiation | radiation | temp. | temp. | temp. | load | closed
| (degrees) | (degrees) | (W-h/m2) | (W-h/m2) | (K) | (K) | (K) | (W-h/m2) | (% time)
midnight | -35.1 | 9.1 | 0 | 0 | 284.9 | 294.7 | 291.6 | 42.5 | 0
1:00 | -32.3 | 26.9 | 0 | 0 | 284.8 | 294.4 | 291.3 | 42.7 | 0
2:00 | -27.1 | 43.1 | 0 | 0 | 284.5 | 294.3 | 291.1 | 42.3 | 0
3:00 | -20 | 57.5 | 0 | 0 | 284.3 | 294.2 | 290.9 | 41.7 | 0
4:00 | -11.8 | 70.6 | 0 | 0 | 284.1 | 294.2 | 290.9 | 42.4 | 0
5:00 | -3 | 82.8 | 0 | 0.3 | 284 | 294.1 | 290.8 | 44.6 | 0
6:00 | 6 | 94.7 | 0 | 19.9 | 284.3 | 294.2 | 291.1 | 42.2 | 0
7:00 | 15 | 107 | 0 | 44.4 | 284.7 | 294.5 | 291.8 | 37.1 | 0
8:00 | 23.3 | 120.2 | 0 | 67.9 | 285.4 | 296.7 | 293.7 | 0.5 | 0
9:00 | 30.6 | 135 | 0 | 89.9 | 286.1 | 296.7 | 294.2 | 0.5 | 0
10:00 | 36 | 151.7 | 0 | 104.9 | 286.8 | 297 | 294.7 | 0.3 | 0
11:00 | 39 | 170.3 | 0 | 105.9 | 287.6 | 296.6 | 295.1 | 0.3 | 0
noon | 39 | -170.3 | 0 | 104.9 | 288.3 | 297 | 295.2 | 0.1 | 0
13:00 | 36 | -151.7 | 0 | 101.4 | 288.9 | 297.2 | 295.5 | 0.2 | 0
14:00 | 30.6 | -135 | 0 | 92.6 | 289.4 | 297 | 295.6 | 0.2 | 0
15:00 | 23.3 | -120.2 | 0 | 73.2 | 289.5 | 296.8 | 295.5 | 0.1 | 0
16:00 | 15 | -107 | 0 | 44.6 | 289.3 | 297.2 | 295 | 0 | 0
17:00 | 6 | -94.7 | 0 | 23.9 | 288.6 | 296.5 | 294.6 | 0.1 | 0
18:00 | -3 | -82.8 | 0 | 2.4 | 287.8 | 296.8 | 293.9 | 0.1 | 0
19:00 | -11.8 | -70.6 | 0 | 0 | 287.1 | 296.7 | 293.5 | 0.3 | 0
20:00 | -20 | -57.5 | 0 | 0 | 286.5 | 296.6 | 293.4 | 0.4 | 0
21:00 | -27.1 | -43.1 | 0 | 0 | 285.9 | 297 | 293.2 | 0.3 | 0
22:00 | -32.3 | -26.9 | 0 | 0 | 285.3 | 296.7 | 293.1 | 0.4 | 0
23:00 | -35.1 | -9.1 | 0 | 0 | 285 | 296.6 | 293 | 0.4 | 0
October
| solar | solar | direct | diffuse | outdoor | indoor | window | heating | blinds
| altitude | azimuth | radiation | radiation | temp. | temp. | temp. | load | closed
| (degrees) | (degrees) | (W-h/m2) | (W-h/m2) | (K) | (K) | (K) | (W-h/m2) | (% time)
midnight | -47 | 10.8 | 0 | 0 | 282.1 | 294.2 | 290.3 | 57.9 | 0
1:00 | -43.7 | 31.4 | 0 | 0 | 282.1 | 294.1 | 290.2 | 57.1 | 0
2:00 | -37.8 | 49.3 | 0 | 0 | 282 | 294.1 | 290.1 | 58.6 | 0
3:00 | -30.1 | 64.6 | 0 | 0 | 281.8 | 294.1 | 290.1 | 59.5 | 0
4:00 | -21.5 | 78 | 0 | 0 | 281.8 | 294.1 | 290.1 | 61 | 0
5:00 | -12.4 | 90.2 | 0 | 0 | 281.7 | 294.1 | 290 | 65.7 | 0
6:00 | -3.4 | 102 | 0 | 0.8 | 281.8 | 294.1 | 290.1 | 66.4 | 0
7:00 | 5.2 | 114 | 0 | 16.8 | 282.2 | 294.1 | 290.4 | 64.9 | 0
8:00 | 13 | 126.6 | 0 | 37.6 | 282.6 | 295.8 | 292 | 0.6 | 0
9:00 | 19.7 | 140.4 | 0 | 61.3 | 283.3 | 296.3 | 292.4 | 0.8 | 0
10:00 | 24.5 | 155.5 | 0 | 70.4 | 283.9 | 296.2 | 292.7 | 1 | 0
11:00 | 27.1 | 171.7 | 0 | 81.3 | 284.6 | 296.1 | 293.2 | 0.7 | 0
noon | 27.1 | -171.7 | 0 | 79 | 285.1 | 296.1 | 293.4 | 0.8 | 0
13:00 | 24.5 | -155.5 | 0 | 65.6 | 285.4 | 296.1 | 293.4 | 0.7 | 0
14:00 | 19.7 | -140.4 | 0 | 49.7 | 285.5 | 296.1 | 293.3 | 0.7 | 0
15:00 | 13 | -126.6 | 0 | 33.4 | 285.3 | 296 | 292.9 | 0.5 | 0
16:00 | 5.2 | -114 | 0 | 14.6 | 284.7 | 296.2 | 292.5 | 0.4 | 0
17:00 | -3.4 | -102 | 0 | 0.4 | 284.1 | 296.3 | 292.1 | 0.6 | 0
18:00 | -12.4 | -90.2 | 0 | 0 | 283.5 | 296.1 | 292.1 | 0.6 | 0
19:00 | -21.5 | -78 | 0 | 0 | 283.1 | 295.8 | 291.8 | 0.4 | 0
20:00 | -30.1 | -64.6 | 0 | 0 | 282.8 | 295.8 | 291.7 | 0.5 | 0
21:00 | -37.8 | -49.3 | 0 | 0 | 282.5 | 296 | 291.4 | 0.5 | 0
22:00 | -43.7 | -31.4 | 0 | 0 | 282.4 | 296.2 | 291.4 | 0.5 | 0
23:00 | -47 | -10.8 | 0 | 0 | 282.2 | 296.2 | 291.5 | 0.5 | 0
November
| solar | solar | direct | diffuse | outdoor | indoor | window | heating | blinds
| altitude | azimuth | radiation | radiation | temp. | temp. | temp. | load | closed
| (degrees) | (degrees) | (W-h/m2) | (W-h/m2) | (K) | (K) | (K) | (W-h/m2) | (% time)
midnight | -56.2 | 12.8 | 0 | 0 | 278.9 | 294.1 | 289.1 | 103.8 | 0
1:00 | -52.4 | 36.3 | 0 | 0 | 278.8 | 294.1 | 289.1 | 104.4 | 0
2:00 | -45.8 | 55.6 | 0 | 0 | 278.6 | 294.1 | 289.1 | 110.6 | 0
3:00 | -37.7 | 71.1 | 0 | 0 | 278.5 | 294.1 | 289 | 107 | 0
4:00 | -28.8 | 84.3 | 0 | 0 | 278.4 | 294.1 | 289 | 102.9 | 0
5:00 | -19.7 | 96.2 | 0 | 0 | 278.4 | 294.1 | 289 | 106.4 | 0
6:00 | -10.7 | 107.7 | 0 | 0 | 278.3 | 294.1 | 289 | 106.7 | 0
7:00 | -2.4 | 119.2 | 0 | 1 | 278.2 | 294.1 | 288.9 | 107.3 | 0
8:00 | 5 | 131.2 | 0 | 16 | 278.4 | 295.7 | 290.8 | 0.4 | 0
9:00 | 11.1 | 144.1 | 0 | 30.1 | 278.8 | 296.1 | 290.4 | 1.7 | 0
10:00 | 15.5 | 157.9 | 0 | 45.9 | 279.2 | 296 | 290.8 | 1.9 | 0
11:00 | 17.8 | 172.5 | 0 | 57.8 | 279.7 | 295.8 | 291.2 | 1.6 | 0
noon | 17.8 | -172.5 | 0 | 55.3 | 280.1 | 295.8 | 291.4 | 1.5 | 0
13:00 | 15.5 | -157.9 | 0 | 47.3 | 280.3 | 295.7 | 291.5 | 1.6 | 0
14:00 | 11.1 | -144.1 | 0 | 30.2 | 280.4 | 295.7 | 291.1 | 1.5 | 0
15:00 | 5 | -131.2 | 0 | 12.9 | 280.2 | 295.7 | 291.1 | 1 | 0
16:00 | -2.4 | -119.2 | 0 | 0 | 280 | 296 | 290.7 | 1 | 0
17:00 | -10.7 | -107.7 | 0 | 0 | 279.7 | 295.9 | 290.9 | 1 | 0
18:00 | -19.7 | -96.2 | 0 | 0 | 279.6 | 296.2 | 290.6 | 0.6 | 0
19:00 | -28.8 | -84.3 | 0 | 0 | 279.4 | 295.7 | 290.5 | 1.2 | 0
20:00 | -37.7 | -71.1 | 0 | 0 | 279.4 | 296.3 | 290.6 | 0.5 | 0
21:00 | -45.8 | -55.6 | 0 | 0 | 279.2 | 295.7 | 290.4 | 1.4 | 0
22:00 | -52.4 | -36.3 | 0 | 0 | 279 | 296.1 | 290.4 | 0.7 | 0
23:00 | -56.2 | -12.8 | 0 | 0 | 278.8 | 295.9 | 290.2 | 1 | 0
December
| solar | solar | direct | diffuse | outdoor | indoor | window | heating | blinds
| altitude | azimuth | radiation | radiation | temp. | temp. | temp. | load | closed
| (degrees) | (degrees) | (W-h/m2) | (W-h/m2) | (K) | (K) | (K) | (W-h/m2) | (% time)
midnight | -60.2 | 13.9 | 0 | 0 | 276.9 | 294.1 | 288.5 | 108.9 | 0
1:00 | -56.1 | 39.1 | 0 | 0 | 276.8 | 294.1 | 288.5 | 112.5 | 0
2:00 | -49.2 | 58.9 | 0 | 0 | 276.8 | 294.1 | 288.5 | 112.9 | 0
3:00 | -40.9 | 74.4 | 0 | 0 | 276.8 | 294.1 | 288.5 | 112.9 | 0
4:00 | -31.9 | 87.4 | 0 | 0 | 276.9 | 294.1 | 288.5 | 110.2 | 0
5:00 | -22.8 | 99.1 | 0 | 0 | 277 | 294.1 | 288.5 | 113.2 | 0
6:00 | -14 | 110.2 | 0 | 0 | 276.9 | 294.1 | 288.5 | 110.4 | 0
7:00 | -5.8 | 121.5 | 0 | 0 | 276.9 | 294.1 | 288.5 | 107.6 | 0
8:00 | 1.4 | 133.2 | 0 | 1.8 | 277.1 | 296.6 | 290 | 0 | 0
9:00 | 7.3 | 145.7 | 0 | 14.9 | 277.3 | 296.3 | 289.9 | 1.9 | 0
10:00 | 11.6 | 158.9 | 0 | 28.6 | 277.7 | 295.8 | 290.3 | 2.2 | 0
11:00 | 13.8 | 172.9 | 0 | 36.8 | 277.9 | 295.9 | 290.2 | 1.8 | 0
noon | 13.8 | -172.9 | 0 | 37.9 | 278.2 | 295.9 | 290.8 | 1.8 | 0
13:00 | 11.6 | -158.9 | 0 | 29 | 278.4 | 295.8 | 290.8 | 1.4 | 0
14:00 | 7.3 | -145.7 | 0 | 18.1 | 278.3 | 296.1 | 290.6 | 1.3 | 0
15:00 | 1.4 | -133.2 | 0 | 4.7 | 278.2 | 296.1 | 290.2 | 1.4 | 0
16:00 | -5.8 | -121.5 | 0 | 0 | 277.8 | 295.7 | 290 | 1.6 | 0
17:00 | -14 | -110.2 | 0 | 0 | 277.7 | 295.8 | 290.1 | 0.9 | 0
18:00 | -22.8 | -99.1 | 0 | 0 | 277.5 | 296 | 289.9 | 1.3 | 0
19:00 | -31.9 | -87.4 | 0 | 0 | 277.5 | 295.4 | 290 | 1.5 | 0
20:00 | -40.9 | -74.4 | 0 | 0 | 277.3 | 296.1 | 290.1 | 0.6 | 0
21:00 | -49.2 | -58.9 | 0 | 0 | 277.1 | 296 | 289.7 | 1.2 | 0
22:00 | -56.1 | -39.1 | 0 | 0 | 277.1 | 295.9 | 289.6 | 1.1 | 0
23:00 | -60.2 | -13.9 | 0 | 0 | 277 | 295.6 | 289.6 | 1.2 | 0

## Sheet60
Scenario One (blue)
Tue Dec 03 2019 23:29:57 GMT+0000 (Greenwich Mean Time)
Setup Information:
Building
Location | UK - London
Building length, side A | N/A
Building length, side B | N/A
Simulation Type
Simulation Type | one_sided
Window Description
Typology | dgu_nb
Glazing Type | clear
Window Area | 60%
Wall Description
Insulation R-Value | 99999999.9 m2-K/W
Occupancy
Type | Low-rise Residential
Occupancy Load | 0.000 people per m2
Lighting Requirements | 400 lux
Equipment Load | 0.00 W/m2
Room Ventilation
Air Change Rate per Occupant | 15.0 liters / sec per person
Total Air Change Rate | 0.0 roomfuls per hour
Lighting Control
Lighting Control | lights do not respond to daylight: all lights fully on while building is occupied
Representative Room
Orientation | north
Room Depth | 27 m
Room Width | 5 m
Room Height | 2.2 m
Thermal Mass
Thermal Mass | none
Overhang
Overhang Depth | 0 m
Roof
Roof Type | adiabatic roof
Simulation Results:
Primary Energy Use and CO2 Emissions
| heating | cooling | lighting | total | CO2
| energy | energy | energy | energy | emissions
| (kWh/m2) | (kWh/m2) | (kWh/m2) | (kWh/m2) | (kg/m2)
January | 33.6 | 0 | 7.3 | 40.9 | 8.2
February | 28.1 | 0 | 6.6 | 34.7 | 6.9
March | 32.1 | 0 | 7.3 | 39.4 | 7.9
April | 26 | 0 | 7.1 | 33.1 | 6.6
May | 18.8 | 0 | 7.3 | 26.1 | 5.2
June | 9.5 | 0 | 7.1 | 16.6 | 3.3
July | 4.3 | 0 | 7.3 | 11.6 | 2.3
August | 4.3 | 0 | 7.3 | 11.6 | 2.3
September | 10.2 | 0 | 7.1 | 17.3 | 3.5
October | 15.5 | 0 | 7.3 | 22.8 | 4.6
November | 26 | 0 | 7.1 | 33.1 | 6.6
December | 28.2 | 0 | 7.3 | 35.5 | 7.1
Total | 236.6 | 0 | 86.1 | 322.7 | 64.5 | yearly energy
January
| solar | solar | direct | diffuse | outdoor | indoor | window | heating | blinds
| altitude | azimuth | radiation | radiation | temp. | temp. | temp. | load | closed
| (degrees) | (degrees) | (W-h/m2) | (W-h/m2) | (K) | (K) | (K) | (W-h/m2) | (% time)
midnight | -58.1 | 13.3 | 0 | 0 | 275.9 | 294.1 | 288.2 | 136.1 | 0
1:00 | -54.2 | 37.6 | 0 | 0 | 275.8 | 294.1 | 288.2 | 135.5 | 0
2:00 | -47.5 | 57.1 | 0 | 0 | 275.8 | 294.1 | 288.2 | 133.9 | 0
3:00 | -39.2 | 72.7 | 0 | 0 | 275.7 | 294.1 | 288.1 | 129.8 | 0
4:00 | -30.2 | 85.8 | 0 | 0 | 275.6 | 294.1 | 288.1 | 132.5 | 0
5:00 | -21.1 | 97.6 | 0 | 0 | 275.6 | 294.1 | 288.1 | 132.3 | 0
6:00 | -12.3 | 108.9 | 0 | 0 | 275.5 | 294.1 | 288.1 | 130 | 0
7:00 | -4 | 120.3 | 0 | 0 | 275.5 | 294.1 | 288.1 | 128.9 | 0
8:00 | 3.3 | 132.2 | 0 | 5.1 | 275.7 | 296.4 | 289.5 | 0.1 | 0
9:00 | 9.3 | 144.9 | 0 | 20.2 | 276.1 | 295.7 | 289.6 | 2 | 0
10:00 | 13.6 | 158.4 | 0 | 34.6 | 276.5 | 295.9 | 289.8 | 2 | 0
11:00 | 15.9 | 172.7 | 0 | 40.5 | 276.7 | 295.5 | 290.1 | 2.4 | 0
noon | 15.9 | -172.7 | 0 | 42.7 | 277.2 | 296 | 290.3 | 2.2 | 0
13:00 | 13.6 | -158.4 | 0 | 38.1 | 277.6 | 296.2 | 290.6 | 1.6 | 0
14:00 | 9.3 | -144.9 | 0 | 26.7 | 277.5 | 296 | 290.3 | 1.8 | 0
15:00 | 3.3 | -132.2 | 0 | 13.2 | 277.3 | 295.9 | 289.9 | 1.8 | 0
16:00 | -4 | -120.3 | 0 | 0.6 | 277 | 295.7 | 289.9 | 1.3 | 0
17:00 | -12.3 | -108.9 | 0 | 0 | 276.8 | 295.6 | 289.6 | 1.7 | 0
18:00 | -21.1 | -97.6 | 0 | 0 | 276.5 | 295.7 | 289.9 | 1.3 | 0
19:00 | -30.2 | -85.8 | 0 | 0 | 276.3 | 295.9 | 289.7 | 1.6 | 0
20:00 | -39.2 | -72.7 | 0 | 0 | 276.1 | 295.8 | 289.4 | 1.3 | 0
21:00 | -47.5 | -57.1 | 0 | 0 | 276.1 | 296.2 | 289.5 | 1.2 | 0
22:00 | -54.2 | -37.6 | 0 | 0 | 276 | 295.9 | 289.3 | 1.4 | 0
23:00 | -58.1 | -13.3 | 0 | 0 | 275.9 | 295.8 | 289.4 | 1.3 | 0
February
| solar | solar | direct | diffuse | outdoor | indoor | window | heating | blinds
| altitude | azimuth | radiation | radiation | temp. | temp. | temp. | load | closed
| (degrees) | (degrees) | (W-h/m2) | (W-h/m2) | (K) | (K) | (K) | (W-h/m2) | (% time)
midnight | -50.4 | 11.4 | 0 | 0 | 275.4 | 294.1 | 288 | 116.7 | 0
1:00 | -46.9 | 33 | 0 | 0 | 275.3 | 294.1 | 288 | 111 | 0
2:00 | -40.8 | 51.4 | 0 | 0 | 275.2 | 294.1 | 288 | 115.2 | 0
3:00 | -32.9 | 66.9 | 0 | 0 | 275.2 | 294.1 | 288 | 121.7 | 0
4:00 | -24.2 | 80.2 | 0 | 0 | 275.2 | 294.1 | 288 | 123.7 | 0
5:00 | -15.1 | 92.3 | 0 | 0 | 275.1 | 294.1 | 287.9 | 128.4 | 0
6:00 | -6.1 | 104 | 0 | 0 | 275.1 | 294.1 | 287.9 | 128.2 | 0
7:00 | 2.4 | 115.9 | 0 | 2.3 | 275.1 | 294.1 | 288 | 131.8 | 0
8:00 | 10.1 | 128.3 | 0 | 20.6 | 275.5 | 296.5 | 289.9 | 0.6 | 0
9:00 | 16.5 | 141.8 | 0 | 40.4 | 276.1 | 295.7 | 289.9 | 2.6 | 0
10:00 | 21.2 | 156.4 | 0 | 55.1 | 276.7 | 296 | 290.2 | 2.5 | 0
11:00 | 23.7 | 172 | 0 | 60.6 | 277.3 | 295.7 | 290.4 | 2.8 | 0
noon | 23.7 | -172 | 0 | 65.1 | 277.9 | 295.8 | 290.7 | 2.6 | 0
13:00 | 21.2 | -156.4 | 0 | 57 | 278.4 | 296.1 | 291 | 2.1 | 0
14:00 | 16.5 | -141.8 | 0 | 53.5 | 278.5 | 296.1 | 290.8 | 2.1 | 0
15:00 | 10.1 | -128.3 | 0 | 36 | 278.3 | 296.1 | 290.5 | 2.1 | 0
16:00 | 2.4 | -115.9 | 0 | 14.5 | 277.7 | 296 | 290.3 | 1.6 | 0
17:00 | -6.1 | -104 | 0 | 0.3 | 277.1 | 295.8 | 289.9 | 1.5 | 0
18:00 | -15.1 | -92.3 | 0 | 0 | 276.7 | 295.8 | 289.6 | 1.3 | 0
19:00 | -24.2 | -80.2 | 0 | 0 | 276.3 | 296 | 289.5 | 1.2 | 0
20:00 | -32.9 | -66.9 | 0 | 0 | 276 | 295.7 | 289.5 | 1.6 | 0
21:00 | -40.8 | -51.4 | 0 | 0 | 275.7 | 295.9 | 289.4 | 0.9 | 0
22:00 | -46.9 | -33 | 0 | 0 | 275.5 | 295.9 | 289.3 | 1.2 | 0
23:00 | -50.4 | -11.4 | 0 | 0 | 275.4 | 295.5 | 289.2 | 1.2 | 0
March
| solar | solar | direct | diffuse | outdoor | indoor | window | heating | blinds
| altitude | azimuth | radiation | radiation | temp. | temp. | temp. | load | closed
| (degrees) | (degrees) | (W-h/m2) | (W-h/m2) | (K) | (K) | (K) | (W-h/m2) | (% time)
midnight | -39 | 9.6 | 0 | 0 | 276.9 | 294.1 | 288.5 | 128.2 | 0
1:00 | -36 | 28.2 | 0 | 0 | 276.8 | 294.1 | 288.5 | 132.2 | 0
2:00 | -30.6 | 45 | 0 | 0 | 276.7 | 294.1 | 288.4 | 136.4 | 0
3:00 | -23.4 | 59.7 | 0 | 0 | 276.5 | 294.1 | 288.4 | 128.9 | 0
4:00 | -15 | 72.9 | 0 | 0 | 276.3 | 294.1 | 288.3 | 130.2 | 0
5:00 | -6.1 | 85.2 | 0 | 0 | 276.4 | 294.1 | 288.3 | 125 | 0
6:00 | 2.9 | 97.1 | 0 | 4.1 | 276.6 | 294.1 | 288.4 | 117.4 | 0
7:00 | 11.8 | 109.3 | 0 | 24.9 | 276.9 | 294.1 | 288.8 | 113.7 | 0
8:00 | 20 | 122.4 | 0 | 48.1 | 277.4 | 296 | 290.2 | 1.3 | 0
9:00 | 27 | 136.9 | 0 | 66.7 | 278 | 295.9 | 290.7 | 2 | 0
10:00 | 32.2 | 153.1 | 0 | 85.8 | 278.8 | 295.9 | 291.4 | 2 | 0
11:00 | 35.1 | 170.8 | 0 | 100 | 279.8 | 295.6 | 292 | 2.2 | 0
noon | 35.1 | -170.8 | 0 | 101.7 | 280.5 | 295.8 | 292.1 | 2.1 | 0
13:00 | 32.2 | -153.1 | 0 | 93 | 281.2 | 296.3 | 291.9 | 1.4 | 0
14:00 | 27 | -136.9 | 0 | 79.8 | 281.5 | 296.1 | 292 | 1.6 | 0
15:00 | 20 | -122.4 | 0 | 58.9 | 281.4 | 296 | 291.7 | 1.7 | 0
16:00 | 11.8 | -109.3 | 0 | 34.5 | 280.9 | 296 | 291.4 | 1.6 | 0
17:00 | 2.9 | -97.1 | 0 | 15.4 | 280.1 | 296.5 | 291 | 1.1 | 0
18:00 | -6.1 | -85.2 | 0 | 0 | 279.4 | 296.1 | 290.4 | 1.5 | 0
19:00 | -15 | -72.9 | 0 | 0 | 278.7 | 295.9 | 290.4 | 1.2 | 0
20:00 | -23.4 | -59.7 | 0 | 0 | 278.2 | 295.9 | 290.1 | 1.6 | 0
21:00 | -30.6 | -45 | 0 | 0 | 277.8 | 296.2 | 290.1 | 1.3 | 0
22:00 | -36 | -28.2 | 0 | 0 | 277.3 | 296 | 289.8 | 1.6 | 0
23:00 | -39 | -9.6 | 0 | 0 | 277.1 | 296.2 | 289.9 | 1.1 | 0
April
| solar | solar | direct | diffuse | outdoor | indoor | window | heating | blinds
| altitude | azimuth | radiation | radiation | temp. | temp. | temp. | load | closed
| (degrees) | (degrees) | (W-h/m2) | (W-h/m2) | (K) | (K) | (K) | (W-h/m2) | (% time)
midnight | -27.1 | 8.3 | 0 | 0 | 278.5 | 294.1 | 289 | 105.5 | 0
1:00 | -24.5 | 24.4 | 0 | 0 | 278.2 | 294.1 | 288.9 | 103.6 | 0
2:00 | -19.7 | 39.5 | 0 | 0 | 278 | 294.1 | 288.9 | 105.3 | 0
3:00 | -13.1 | 53.3 | 0 | 0 | 277.7 | 294.1 | 288.8 | 107.3 | 0
4:00 | -5.2 | 66 | 0 | 0 | 277.4 | 294.1 | 288.7 | 106.3 | 0
5:00 | 3.4 | 78 | 3 | 8 | 277.6 | 294.1 | 288.8 | 105 | 0
6:00 | 12.4 | 89.8 | 0.4 | 33.9 | 278.1 | 294.1 | 289.2 | 107.8 | 0
7:00 | 21.5 | 102 | 0 | 60.7 | 278.8 | 294.1 | 289.8 | 103.8 | 0
8:00 | 30.1 | 115.3 | 0 | 79.7 | 279.5 | 295.7 | 291.4 | 1.9 | 0
9:00 | 37.7 | 130.6 | 0 | 102.3 | 280.6 | 296 | 291.8 | 2.1 | 0
10:00 | 43.7 | 148.5 | 0 | 121.4 | 281.5 | 296.1 | 292.4 | 2.2 | 0
11:00 | 47 | 169.1 | 0 | 133.9 | 282.5 | 295.6 | 293.1 | 2 | 0
noon | 47 | -169.1 | 0 | 135.6 | 283.5 | 295.9 | 293.4 | 1.5 | 0
13:00 | 43.7 | -148.5 | 0 | 127.4 | 284.2 | 296 | 293.4 | 1.2 | 0
14:00 | 37.7 | -130.6 | 0 | 116.3 | 284.7 | 296.5 | 293.7 | 0.9 | 0
15:00 | 30.1 | -115.3 | 0 | 86.8 | 285 | 296 | 293.5 | 1 | 0
16:00 | 21.5 | -102 | 0 | 66.8 | 284.7 | 295.6 | 293 | 0.9 | 0
17:00 | 12.4 | -89.8 | 0.5 | 41.3 | 283.9 | 295.9 | 292.4 | 1 | 0
18:00 | 3.4 | -78 | 12.3 | 16.4 | 283 | 296.1 | 291.7 | 0.9 | 0
19:00 | -5.2 | -66 | 0 | 0 | 282 | 295.8 | 291.4 | 1 | 0
20:00 | -13.1 | -53.3 | 0 | 0 | 281 | 296 | 290.9 | 0.9 | 0
21:00 | -19.7 | -39.5 | 0 | 0 | 280 | 295.8 | 290.5 | 1.2 | 0
22:00 | -24.5 | -24.4 | 0 | 0 | 279.3 | 295.8 | 290.5 | 1 | 0
23:00 | -27.1 | -8.3 | 0 | 0 | 278.6 | 295.9 | 290.3 | 1.1 | 0
May
| solar | solar | direct | diffuse | outdoor | indoor | window | heating | blinds
| altitude | azimuth | radiation | radiation | temp. | temp. | temp. | load | closed
| (degrees) | (degrees) | (W-h/m2) | (W-h/m2) | (K) | (K) | (K) | (W-h/m2) | (% time)
midnight | -17.9 | 7.4 | 0 | 0 | 281 | 294.1 | 289.8 | 75.7 | 0
1:00 | -15.5 | 22 | 0 | 0 | 280.8 | 294.1 | 289.7 | 76.3 | 0
2:00 | -11.1 | 35.8 | 0 | 0 | 280.5 | 294.1 | 289.7 | 76.8 | 0
3:00 | -5 | 48.7 | 0 | 0 | 280.2 | 294.1 | 289.5 | 75.5 | 0
4:00 | 2.4 | 60.8 | 12.8 | 10.9 | 280.2 | 294.1 | 289.8 | 77.2 | 0
5:00 | 10.7 | 72.3 | 41.5 | 40.6 | 280.5 | 294.1 | 290.5 | 75.7 | 0
6:00 | 19.6 | 83.7 | 18 | 62.9 | 280.9 | 294.1 | 290.6 | 75.8 | 0
7:00 | 28.7 | 95.6 | 0 | 84.8 | 281.8 | 294.1 | 291 | 66.9 | 0
8:00 | 37.6 | 108.8 | 0 | 101.3 | 282.7 | 296.2 | 292.7 | 0.9 | 0
9:00 | 45.8 | 124.4 | 0 | 131.7 | 283.7 | 295.9 | 293.6 | 1.2 | 0
10:00 | 52.4 | 143.6 | 0 | 145.9 | 284.8 | 296.1 | 294 | 0.9 | 0
11:00 | 56.2 | 167.2 | 0 | 152.2 | 285.8 | 296.2 | 294.5 | 0.5 | 0
noon | 56.2 | -167.2 | 0 | 145.7 | 286.8 | 296.2 | 294.8 | 0.5 | 0
13:00 | 52.4 | -143.6 | 0 | 137.1 | 287.6 | 296.4 | 295.2 | 0.3 | 0
14:00 | 45.8 | -124.4 | 0 | 134.2 | 288 | 296.1 | 295.1 | 0.4 | 0
15:00 | 37.6 | -108.8 | 0 | 116.3 | 288 | 296.2 | 294.7 | 0.3 | 0
16:00 | 28.7 | -95.6 | 0 | 97.6 | 287.9 | 296.3 | 294.4 | 0.3 | 0
17:00 | 19.6 | -83.7 | 19 | 74.3 | 287.3 | 295.9 | 294.1 | 0.3 | 0
18:00 | 10.7 | -72.3 | 47.9 | 48.7 | 286.3 | 296.3 | 293.8 | 0.2 | 0
19:00 | 2.4 | -60.8 | 25.2 | 18.1 | 285.1 | 296.4 | 293 | 0.3 | 0
20:00 | -5 | -48.7 | 0 | 0 | 284 | 295.9 | 292.1 | 0.3 | 0
21:00 | -11.1 | -35.8 | 0 | 0 | 283.1 | 296 | 291.9 | 0.3 | 0
22:00 | -15.5 | -22 | 0 | 0 | 282.3 | 296 | 291.4 | 0.6 | 0
23:00 | -17.9 | -7.4 | 0 | 0 | 281.5 | 295.8 | 290.9 | 0.6 | 0
June
| solar | solar | direct | diffuse | outdoor | indoor | window | heating | blinds
| altitude | azimuth | radiation | radiation | temp. | temp. | temp. | load | closed
| (degrees) | (degrees) | (W-h/m2) | (W-h/m2) | (K) | (K) | (K) | (W-h/m2) | (% time)
midnight | -13.8 | 7 | 0 | 0 | 284.5 | 294.1 | 290.9 | 42.7 | 0
1:00 | -11.6 | 21 | 0 | 0 | 284.2 | 294.1 | 290.9 | 41.8 | 0
2:00 | -7.3 | 34.3 | 0 | 0 | 283.9 | 294.1 | 290.7 | 38.5 | 0
3:00 | -1.4 | 46.7 | 0 | 0 | 283.6 | 294.1 | 290.6 | 37.4 | 0
4:00 | 5.8 | 58.4 | 47 | 27.4 | 283.7 | 294.2 | 291.6 | 38.2 | 0
5:00 | 14 | 69.7 | 54.6 | 52.4 | 284.2 | 294.3 | 292.1 | 37.7 | 0
6:00 | 22.8 | 80.8 | 26.7 | 76.8 | 284.6 | 294.4 | 292.1 | 38.7 | 0
7:00 | 31.9 | 92.5 | 0 | 90.6 | 285.2 | 294.4 | 292.3 | 37.7 | 0
8:00 | 40.9 | 105.5 | 0 | 104.6 | 286.2 | 296.1 | 294 | 0.4 | 0
9:00 | 49.2 | 121 | 0 | 130.5 | 287.2 | 296.5 | 294.7 | 0.2 | 0
10:00 | 56.1 | 140.8 | 0 | 140.9 | 288.1 | 296.5 | 295.2 | 0.2 | 0
11:00 | 60.2 | 166 | 0 | 149.1 | 289.1 | 297.2 | 295.8 | 0.3 | 0
noon | 60.2 | -166 | 0 | 150.4 | 290 | 297.4 | 296.6 | 0.1 | 0
13:00 | 56.1 | -140.8 | 0 | 149.6 | 290.6 | 297.3 | 297 | 0 | 0
14:00 | 49.2 | -121 | 0 | 133.5 | 291 | 297.5 | 296.8 | 0 | 0
15:00 | 40.9 | -105.5 | 0 | 111.8 | 291.1 | 297.3 | 296.5 | 0 | 0
16:00 | 31.9 | -92.5 | 0 | 113.1 | 290.9 | 297.3 | 296.3 | 0 | 0
17:00 | 22.8 | -80.8 | 25.1 | 93.4 | 290.2 | 297 | 295.9 | 0.1 | 0
18:00 | 14 | -69.7 | 50.8 | 67.2 | 289.3 | 296.8 | 295.1 | 0.3 | 0
19:00 | 5.8 | -58.4 | 47.8 | 41 | 288.3 | 296.4 | 294.8 | 0.2 | 0
20:00 | -1.4 | -46.7 | 0 | 0 | 287.4 | 296 | 293.5 | 0.2 | 0
21:00 | -7.3 | -34.3 | 0 | 0 | 286.4 | 296 | 292.8 | 0.2 | 0
22:00 | -11.6 | -21 | 0 | 0 | 285.7 | 296 | 292.6 | 0.3 | 0
23:00 | -13.8 | -7 | 0 | 0 | 284.8 | 296 | 292.2 | 0.3 | 0
July
| solar | solar | direct | diffuse | outdoor | indoor | window | heating | blinds
| altitude | azimuth | radiation | radiation | temp. | temp. | temp. | load | closed
| (degrees) | (degrees) | (W-h/m2) | (W-h/m2) | (K) | (K) | (K) | (W-h/m2) | (% time)
midnight | -15.9 | 7.2 | 0 | 0 | 286.4 | 294.9 | 292.2 | 15.7 | 0
1:00 | -13.7 | 21.5 | 0 | 0 | 286.1 | 294.4 | 291.7 | 19.4 | 0
2:00 | -9.3 | 35.1 | 0 | 0 | 285.6 | 294.2 | 291.4 | 19.7 | 0
3:00 | -3.3 | 47.8 | 0 | 0 | 285.3 | 294.1 | 291.2 | 18.2 | 0
4:00 | 4 | 59.7 | 7.4 | 13.9 | 285.5 | 294.2 | 291.5 | 19.1 | 0
5:00 | 12.3 | 71 | 22.1 | 43.4 | 285.8 | 294.7 | 292.4 | 16.4 | 0
6:00 | 21.1 | 82.3 | 12.9 | 72.5 | 286.4 | 295.3 | 293.2 | 16.5 | 0
7:00 | 30.2 | 94.1 | 0 | 90.2 | 286.8 | 295.8 | 293.8 | 14.4 | 0
8:00 | 39.2 | 107.3 | 0 | 107.5 | 287.6 | 297.3 | 295 | 0.1 | 0
9:00 | 47.4 | 122.8 | 0 | 130 | 288.7 | 297.2 | 295.7 | 0 | 0
10:00 | 54.2 | 142.4 | 0 | 152.9 | 289.7 | 297.2 | 296.5 | 0 | 0
11:00 | 58.1 | 166.6 | 0 | 166.1 | 290.7 | 297.5 | 297.1 | 0 | 0
noon | 58.1 | -166.6 | 0 | 174.3 | 291.7 | 297.8 | 297.7 | 0 | 0
13:00 | 54.2 | -142.4 | 0 | 161.4 | 292.5 | 297.9 | 297.8 | 0 | 0
14:00 | 47.4 | -122.8 | 0 | 145.3 | 292.9 | 297.6 | 297.6 | 0 | 0
15:00 | 39.2 | -107.3 | 0 | 120.5 | 293 | 297.6 | 297.2 | 0 | 0
16:00 | 30.2 | -94.1 | 0 | 114.7 | 292.8 | 297.5 | 297.1 | 0 | 0
17:00 | 21.1 | -82.3 | 18.9 | 91.1 | 292.4 | 297.4 | 296.8 | 0 | 0
18:00 | 12.3 | -71 | 59.5 | 68.5 | 291.5 | 297.4 | 296.7 | 0 | 0
19:00 | 4 | -59.7 | 57.7 | 35.1 | 290.4 | 297.3 | 296.1 | 0 | 0
20:00 | -3.3 | -47.8 | 0 | 0 | 289.3 | 297 | 294.5 | 0 | 0
21:00 | -9.3 | -35.1 | 0 | 0 | 288.4 | 297.3 | 294.1 | 0 | 0
22:00 | -13.7 | -21.5 | 0 | 0 | 287.5 | 297 | 293.9 | 0.1 | 0
23:00 | -15.9 | -7.2 | 0 | 0 | 286.8 | 297 | 293.7 | 0 | 0
August
| solar | solar | direct | diffuse | outdoor | indoor | window | heating | blinds
| altitude | azimuth | radiation | radiation | temp. | temp. | temp. | load | closed
| (degrees) | (degrees) | (W-h/m2) | (W-h/m2) | (K) | (K) | (K) | (W-h/m2) | (% time)
midnight | -23.7 | 7.9 | 0 | 0 | 286.4 | 294.7 | 292 | 13.8 | 0
1:00 | -21.3 | 23.5 | 0 | 0 | 286 | 294.4 | 291.6 | 15.2 | 0
2:00 | -16.6 | 38.1 | 0 | 0 | 285.9 | 294.2 | 291.5 | 16.9 | 0
3:00 | -10.1 | 51.6 | 0 | 0 | 285.4 | 294.1 | 291.3 | 18.1 | 0
4:00 | -2.4 | 64.1 | 0 | 0 | 285.1 | 294.1 | 291.1 | 20.4 | 0
5:00 | 6 | 75.9 | 12.7 | 19 | 285.3 | 294.3 | 291.6 | 19.1 | 0
6:00 | 15.1 | 87.6 | 5.8 | 45.6 | 285.9 | 294.8 | 292.2 | 17.7 | 0
7:00 | 24.2 | 99.7 | 0 | 76 | 286.5 | 295.4 | 293.2 | 17.6 | 0
8:00 | 32.9 | 113.1 | 0 | 96.4 | 287.3 | 296.7 | 294.8 | 0 | 0
9:00 | 40.7 | 128.5 | 0 | 119 | 288.2 | 297.2 | 295.3 | 0 | 0
10:00 | 46.9 | 146.9 | 0 | 144.3 | 289.3 | 297.1 | 296.1 | 0 | 0
11:00 | 50.3 | 168.5 | 0 | 156.9 | 290.4 | 297.1 | 296.6 | 0 | 0
noon | 50.3 | -168.5 | 0 | 169.1 | 291.3 | 297.6 | 297.2 | 0 | 0
13:00 | 46.9 | -146.9 | 0 | 150.2 | 292 | 297.5 | 297.4 | 0 | 0
14:00 | 40.7 | -128.5 | 0 | 130.8 | 292.5 | 297.6 | 297.4 | 0 | 0
15:00 | 32.9 | -113.1 | 0 | 103.7 | 292.6 | 297.7 | 297.1 | 0 | 0
16:00 | 24.2 | -99.7 | 0 | 76.7 | 292.2 | 297.4 | 296.7 | 0 | 0
17:00 | 15.1 | -87.6 | 6.3 | 56.4 | 291.7 | 297.4 | 296 | 0 | 0
18:00 | 6 | -75.9 | 24.9 | 35.1 | 290.9 | 297.4 | 295.7 | 0 | 0
19:00 | -2.4 | -64.1 | 0 | 6 | 289.9 | 297 | 294.8 | 0 | 0
20:00 | -10.1 | -51.6 | 0 | 0 | 289 | 297.1 | 294.3 | 0 | 0
21:00 | -16.6 | -38.1 | 0 | 0 | 288.1 | 297.2 | 294 | 0 | 0
22:00 | -21.3 | -23.5 | 0 | 0 | 287.3 | 296.6 | 293.7 | 0 | 0
23:00 | -23.7 | -7.9 | 0 | 0 | 286.6 | 296.7 | 293.4 | 0 | 0
September
| solar | solar | direct | diffuse | outdoor | indoor | window | heating | blinds
| altitude | azimuth | radiation | radiation | temp. | temp. | temp. | load | closed
| (degrees) | (degrees) | (W-h/m2) | (W-h/m2) | (K) | (K) | (K) | (W-h/m2) | (% time)
midnight | -35.1 | 9.1 | 0 | 0 | 284.9 | 294.7 | 291.5 | 42.3 | 0
1:00 | -32.3 | 26.9 | 0 | 0 | 284.8 | 294.4 | 291.3 | 42.7 | 0
2:00 | -27.1 | 43.1 | 0 | 0 | 284.5 | 294.3 | 291.1 | 42.3 | 0
3:00 | -20 | 57.5 | 0 | 0 | 284.3 | 294.2 | 290.9 | 41.7 | 0
4:00 | -11.8 | 70.6 | 0 | 0 | 284.1 | 294.2 | 290.9 | 42.5 | 0
5:00 | -3 | 82.8 | 0 | 0.3 | 284 | 294.1 | 290.8 | 44.6 | 0
6:00 | 6 | 94.7 | 0 | 19.9 | 284.3 | 294.2 | 291.1 | 42.2 | 0
7:00 | 15 | 107 | 0 | 44.4 | 284.7 | 294.5 | 291.8 | 37.1 | 0
8:00 | 23.3 | 120.2 | 0 | 67.9 | 285.4 | 296.7 | 293.7 | 0.5 | 0
9:00 | 30.6 | 135 | 0 | 89.9 | 286.1 | 296.8 | 294.2 | 0.5 | 0
10:00 | 36 | 151.7 | 0 | 104.9 | 286.8 | 297 | 294.7 | 0.3 | 0
11:00 | 39 | 170.3 | 0 | 105.9 | 287.6 | 296.6 | 295 | 0.3 | 0
noon | 39 | -170.3 | 0 | 104.9 | 288.3 | 297.1 | 295.1 | 0.1 | 0
13:00 | 36 | -151.7 | 0 | 101.4 | 288.9 | 296.9 | 295.5 | 0.2 | 0
14:00 | 30.6 | -135 | 0 | 92.6 | 289.4 | 297.2 | 295.6 | 0.1 | 0
15:00 | 23.3 | -120.2 | 0 | 73.2 | 289.5 | 296.9 | 295.6 | 0.1 | 0
16:00 | 15 | -107 | 0 | 44.6 | 289.3 | 297.1 | 294.9 | 0 | 0
17:00 | 6 | -94.7 | 0 | 23.9 | 288.6 | 296.8 | 294.5 | 0.1 | 0
18:00 | -3 | -82.8 | 0 | 2.4 | 287.8 | 296.9 | 293.8 | 0.1 | 0
19:00 | -11.8 | -70.6 | 0 | 0 | 287.1 | 296.7 | 293.6 | 0.3 | 0
20:00 | -20 | -57.5 | 0 | 0 | 286.5 | 296.6 | 293.3 | 0.4 | 0
21:00 | -27.1 | -43.1 | 0 | 0 | 285.9 | 296.7 | 292.9 | 0.3 | 0
22:00 | -32.3 | -26.9 | 0 | 0 | 285.3 | 296.5 | 293.1 | 0.4 | 0
23:00 | -35.1 | -9.1 | 0 | 0 | 285 | 297 | 292.9 | 0.3 | 0
October
| solar | solar | direct | diffuse | outdoor | indoor | window | heating | blinds
| altitude | azimuth | radiation | radiation | temp. | temp. | temp. | load | closed
| (degrees) | (degrees) | (W-h/m2) | (W-h/m2) | (K) | (K) | (K) | (W-h/m2) | (% time)
midnight | -47 | 10.8 | 0 | 0 | 282.1 | 294.2 | 290.2 | 58.2 | 0
1:00 | -43.7 | 31.4 | 0 | 0 | 282.1 | 294.1 | 290.2 | 57.1 | 0
2:00 | -37.8 | 49.3 | 0 | 0 | 282 | 294.1 | 290.1 | 58.6 | 0
3:00 | -30.1 | 64.6 | 0 | 0 | 281.8 | 294.1 | 290.1 | 59.5 | 0
4:00 | -21.5 | 78 | 0 | 0 | 281.8 | 294.1 | 290.1 | 61 | 0
5:00 | -12.4 | 90.2 | 0 | 0 | 281.7 | 294.1 | 290 | 65.8 | 0
6:00 | -3.4 | 102 | 0 | 0.8 | 281.8 | 294.1 | 290.1 | 66.4 | 0
7:00 | 5.2 | 114 | 0 | 16.8 | 282.2 | 294.1 | 290.4 | 64.9 | 0
8:00 | 13 | 126.6 | 0 | 37.6 | 282.6 | 295.9 | 292 | 0.6 | 0
9:00 | 19.7 | 140.4 | 0 | 61.3 | 283.3 | 296.3 | 292.5 | 0.8 | 0
10:00 | 24.5 | 155.5 | 0 | 70.4 | 283.9 | 296.1 | 292.8 | 0.9 | 0
11:00 | 27.1 | 171.7 | 0 | 81.3 | 284.6 | 296.2 | 293.2 | 0.8 | 0
noon | 27.1 | -171.7 | 0 | 79 | 285.1 | 296.1 | 293.5 | 0.8 | 0
13:00 | 24.5 | -155.5 | 0 | 65.6 | 285.4 | 296.3 | 293.4 | 0.7 | 0
14:00 | 19.7 | -140.4 | 0 | 49.7 | 285.5 | 296 | 293.3 | 0.7 | 0
15:00 | 13 | -126.6 | 0 | 33.4 | 285.3 | 296.1 | 292.8 | 0.5 | 0
16:00 | 5.2 | -114 | 0 | 14.6 | 284.7 | 296.1 | 292.4 | 0.4 | 0
17:00 | -3.4 | -102 | 0 | 0.4 | 284.1 | 295.8 | 292.1 | 0.6 | 0
18:00 | -12.4 | -90.2 | 0 | 0 | 283.5 | 296.1 | 292 | 0.6 | 0
19:00 | -21.5 | -78 | 0 | 0 | 283.1 | 296.2 | 292 | 0.3 | 0
20:00 | -30.1 | -64.6 | 0 | 0 | 282.8 | 296.2 | 291.8 | 0.5 | 0
21:00 | -37.8 | -49.3 | 0 | 0 | 282.5 | 296.2 | 291.6 | 0.6 | 0
22:00 | -43.7 | -31.4 | 0 | 0 | 282.4 | 296.3 | 291.4 | 0.5 | 0
23:00 | -47 | -10.8 | 0 | 0 | 282.2 | 296 | 291.5 | 0.6 | 0
November
| solar | solar | direct | diffuse | outdoor | indoor | window | heating | blinds
| altitude | azimuth | radiation | radiation | temp. | temp. | temp. | load | closed
| (degrees) | (degrees) | (W-h/m2) | (W-h/m2) | (K) | (K) | (K) | (W-h/m2) | (% time)
midnight | -56.2 | 12.8 | 0 | 0 | 278.9 | 294.1 | 289.1 | 103.9 | 0
1:00 | -52.4 | 36.3 | 0 | 0 | 278.8 | 294.1 | 289.1 | 104.4 | 0
2:00 | -45.8 | 55.6 | 0 | 0 | 278.6 | 294.1 | 289.1 | 110.6 | 0
3:00 | -37.7 | 71.1 | 0 | 0 | 278.5 | 294.1 | 289 | 107 | 0
4:00 | -28.8 | 84.3 | 0 | 0 | 278.4 | 294.1 | 289 | 102.9 | 0
5:00 | -19.7 | 96.2 | 0 | 0 | 278.4 | 294.1 | 289 | 106.4 | 0
6:00 | -10.7 | 107.7 | 0 | 0 | 278.3 | 294.1 | 289 | 106.7 | 0
7:00 | -2.4 | 119.2 | 0 | 1 | 278.2 | 294.1 | 288.9 | 107.3 | 0
8:00 | 5 | 131.2 | 0 | 16 | 278.4 | 295.7 | 290.8 | 0.4 | 0
9:00 | 11.1 | 144.1 | 0 | 30.1 | 278.8 | 296.1 | 290.4 | 1.7 | 0
10:00 | 15.5 | 157.9 | 0 | 45.9 | 279.2 | 296 | 290.8 | 1.8 | 0
11:00 | 17.8 | 172.5 | 0 | 57.8 | 279.7 | 296 | 291.1 | 1.6 | 0
noon | 17.8 | -172.5 | 0 | 55.3 | 280.1 | 295.8 | 291.4 | 1.5 | 0
13:00 | 15.5 | -157.9 | 0 | 47.3 | 280.3 | 295.6 | 291.4 | 1.7 | 0
14:00 | 11.1 | -144.1 | 0 | 30.2 | 280.4 | 295.6 | 291.2 | 1.5 | 0
15:00 | 5 | -131.2 | 0 | 12.9 | 280.2 | 295.7 | 291 | 0.8 | 0
16:00 | -2.4 | -119.2 | 0 | 0 | 280 | 296 | 290.8 | 1 | 0
17:00 | -10.7 | -107.7 | 0 | 0 | 279.7 | 296.1 | 290.9 | 0.8 | 0
18:00 | -19.7 | -96.2 | 0 | 0 | 279.6 | 295.8 | 290.6 | 0.8 | 0
19:00 | -28.8 | -84.3 | 0 | 0 | 279.4 | 295.6 | 290.4 | 1.1 | 0
20:00 | -37.7 | -71.1 | 0 | 0 | 279.4 | 295.9 | 290.4 | 0.6 | 0
21:00 | -45.8 | -55.6 | 0 | 0 | 279.2 | 295.9 | 290.7 | 1.1 | 0
22:00 | -52.4 | -36.3 | 0 | 0 | 279 | 295.9 | 290.2 | 0.7 | 0
23:00 | -56.2 | -12.8 | 0 | 0 | 278.8 | 295.7 | 290.4 | 0.9 | 0
December
| solar | solar | direct | diffuse | outdoor | indoor | window | heating | blinds
| altitude | azimuth | radiation | radiation | temp. | temp. | temp. | load | closed
| (degrees) | (degrees) | (W-h/m2) | (W-h/m2) | (K) | (K) | (K) | (W-h/m2) | (% time)
midnight | -60.2 | 13.9 | 0 | 0 | 276.9 | 294.1 | 288.5 | 108.7 | 0
1:00 | -56.1 | 39.1 | 0 | 0 | 276.8 | 294.1 | 288.5 | 112.5 | 0
2:00 | -49.2 | 58.9 | 0 | 0 | 276.8 | 294.1 | 288.5 | 112.9 | 0
3:00 | -40.9 | 74.4 | 0 | 0 | 276.8 | 294.1 | 288.5 | 112.9 | 0
4:00 | -31.9 | 87.4 | 0 | 0 | 276.9 | 294.1 | 288.5 | 110.2 | 0
5:00 | -22.8 | 99.1 | 0 | 0 | 277 | 294.1 | 288.5 | 113.3 | 0
6:00 | -14 | 110.2 | 0 | 0 | 276.9 | 294.1 | 288.5 | 110.4 | 0
7:00 | -5.8 | 121.5 | 0 | 0 | 276.9 | 294.1 | 288.5 | 107.6 | 0
8:00 | 1.4 | 133.2 | 0 | 1.8 | 277.1 | 296.6 | 289.9 | 0 | 0
9:00 | 7.3 | 145.7 | 0 | 14.9 | 277.3 | 296.2 | 289.9 | 1.8 | 0
10:00 | 11.6 | 158.9 | 0 | 28.6 | 277.7 | 295.7 | 290.2 | 2.2 | 0
11:00 | 13.8 | 172.9 | 0 | 36.8 | 277.9 | 295.7 | 290.4 | 1.8 | 0
noon | 13.8 | -172.9 | 0 | 37.9 | 278.2 | 295.9 | 290.8 | 1.8 | 0
13:00 | 11.6 | -158.9 | 0 | 29 | 278.4 | 295.7 | 290.7 | 1.5 | 0
14:00 | 7.3 | -145.7 | 0 | 18.1 | 278.3 | 296.3 | 290.5 | 1.2 | 0
15:00 | 1.4 | -133.2 | 0 | 4.7 | 278.2 | 295.9 | 290 | 1.6 | 0
16:00 | -5.8 | -121.5 | 0 | 0 | 277.8 | 295.6 | 290 | 1.3 | 0
17:00 | -14 | -110.2 | 0 | 0 | 277.7 | 296.2 | 290 | 0.8 | 0
18:00 | -22.8 | -99.1 | 0 | 0 | 277.5 | 295.8 | 289.8 | 1.6 | 0
19:00 | -31.9 | -87.4 | 0 | 0 | 277.5 | 296 | 290.1 | 1 | 0
20:00 | -40.9 | -74.4 | 0 | 0 | 277.3 | 296.3 | 289.8 | 1 | 0
21:00 | -49.2 | -58.9 | 0 | 0 | 277.1 | 295.7 | 289.6 | 1.3 | 0
22:00 | -56.1 | -39.1 | 0 | 0 | 277.1 | 295.9 | 289.7 | 1.1 | 0
23:00 | -60.2 | -13.9 | 0 | 0 | 277 | 296 | 289.8 | 1.4 | 0

## Sheet61
Scenario Two (yellow)
Tue Dec 03 2019 23:30:03 GMT+0000 (Greenwich Mean Time)
Setup Information:
Building
Location | UK - London
Building length, side A | N/A
Building length, side B | N/A
Simulation Type
Simulation Type | one_sided
Window Description
Typology | dgu_nb
Glazing Type | clear
Window Area | 61%
Wall Description
Insulation R-Value | 99999999.9 m2-K/W
Occupancy
Type | Low-rise Residential
Occupancy Load | 0.000 people per m2
Lighting Requirements | 400 lux
Equipment Load | 0.00 W/m2
Room Ventilation
Air Change Rate per Occupant | 15.0 liters / sec per person
Total Air Change Rate | 0.0 roomfuls per hour
Lighting Control
Lighting Control | lights do not respond to daylight: all lights fully on while building is occupied
Representative Room
Orientation | north
Room Depth | 27 m
Room Width | 5 m
Room Height | 2.2 m
Thermal Mass
Thermal Mass | none
Overhang
Overhang Depth | 0 m
Roof
Roof Type | adiabatic roof
Simulation Results:
Primary Energy Use and CO2 Emissions
| heating | cooling | lighting | total | CO2
| energy | energy | energy | energy | emissions
| (kWh/m2) | (kWh/m2) | (kWh/m2) | (kWh/m2) | (kg/m2)
January | 33.6 | 0 | 7.3 | 40.9 | 8.2
February | 28.1 | 0 | 6.6 | 34.7 | 6.9
March | 32.1 | 0 | 7.3 | 39.4 | 7.9
April | 26 | 0 | 7.1 | 33.1 | 6.6
May | 18.8 | 0 | 7.3 | 26.1 | 5.2
June | 9.4 | 0 | 7.1 | 16.5 | 3.3
July | 4.3 | 0 | 7.3 | 11.6 | 2.3
August | 4.3 | 0 | 7.3 | 11.6 | 2.3
September | 10.2 | 0 | 7.1 | 17.3 | 3.5
October | 15.5 | 0 | 7.3 | 22.8 | 4.6
November | 26 | 0 | 7.1 | 33.1 | 6.6
December | 28.2 | 0 | 7.3 | 35.5 | 7.1
Total | 236.5 | 0 | 86.1 | 322.6 | 64.5 | yearly energy
January
| solar | solar | direct | diffuse | outdoor | indoor | window | heating | blinds
| altitude | azimuth | radiation | radiation | temp. | temp. | temp. | load | closed
| (degrees) | (degrees) | (W-h/m2) | (W-h/m2) | (K) | (K) | (K) | (W-h/m2) | (% time)
midnight | -58.1 | 13.3 | 0 | 0 | 275.9 | 294.1 | 288.2 | 136.4 | 0
1:00 | -54.2 | 37.6 | 0 | 0 | 275.8 | 294.1 | 288.2 | 135.5 | 0
2:00 | -47.5 | 57.1 | 0 | 0 | 275.8 | 294.1 | 288.2 | 134 | 0
3:00 | -39.2 | 72.7 | 0 | 0 | 275.7 | 294.1 | 288.1 | 129.8 | 0
4:00 | -30.2 | 85.8 | 0 | 0 | 275.6 | 294.1 | 288.1 | 132.5 | 0
5:00 | -21.1 | 97.6 | 0 | 0 | 275.6 | 294.1 | 288.1 | 132.4 | 0
6:00 | -12.3 | 108.9 | 0 | 0 | 275.5 | 294.1 | 288.1 | 130.1 | 0
7:00 | -4 | 120.3 | 0 | 0 | 275.5 | 294.1 | 288.1 | 128.9 | 0
8:00 | 3.3 | 132.2 | 0 | 5.1 | 275.7 | 296.4 | 289.5 | 0 | 0
9:00 | 9.3 | 144.9 | 0 | 20.2 | 276.1 | 295.8 | 289.6 | 2.2 | 0
10:00 | 13.6 | 158.4 | 0 | 34.6 | 276.5 | 296 | 289.8 | 1.9 | 0
11:00 | 15.9 | 172.7 | 0 | 40.5 | 276.7 | 295.5 | 290.1 | 2.5 | 0
noon | 15.9 | -172.7 | 0 | 42.7 | 277.2 | 296.2 | 290.2 | 1.8 | 0
13:00 | 13.6 | -158.4 | 0 | 38.1 | 277.6 | 296.1 | 290.5 | 1.9 | 0
14:00 | 9.3 | -144.9 | 0 | 26.7 | 277.5 | 296 | 290.3 | 2.1 | 0
15:00 | 3.3 | -132.2 | 0 | 13.2 | 277.3 | 295.6 | 289.9 | 1.8 | 0
16:00 | -4 | -120.3 | 0 | 0.6 | 277 | 296 | 290 | 0.9 | 0
17:00 | -12.3 | -108.9 | 0 | 0 | 276.8 | 295.6 | 289.8 | 1.7 | 0
18:00 | -21.1 | -97.6 | 0 | 0 | 276.5 | 295.8 | 289.8 | 1.3 | 0
19:00 | -30.2 | -85.8 | 0 | 0 | 276.3 | 296 | 289.5 | 1.4 | 0
20:00 | -39.2 | -72.7 | 0 | 0 | 276.1 | 295.9 | 289.6 | 1.3 | 0
21:00 | -47.5 | -57.1 | 0 | 0 | 276.1 | 295.8 | 289.5 | 1.2 | 0
22:00 | -54.2 | -37.6 | 0 | 0 | 276 | 296 | 289.3 | 1.4 | 0
23:00 | -58.1 | -13.3 | 0 | 0 | 275.9 | 295.5 | 289.3 | 1.5 | 0
February
| solar | solar | direct | diffuse | outdoor | indoor | window | heating | blinds
| altitude | azimuth | radiation | radiation | temp. | temp. | temp. | load | closed
| (degrees) | (degrees) | (W-h/m2) | (W-h/m2) | (K) | (K) | (K) | (W-h/m2) | (% time)
midnight | -50.4 | 11.4 | 0 | 0 | 275.4 | 294.1 | 288 | 116.7 | 0
1:00 | -46.9 | 33 | 0 | 0 | 275.3 | 294.1 | 288 | 111.1 | 0
2:00 | -40.8 | 51.4 | 0 | 0 | 275.2 | 294.1 | 288 | 115.2 | 0
3:00 | -32.9 | 66.9 | 0 | 0 | 275.2 | 294.1 | 288 | 121.8 | 0
4:00 | -24.2 | 80.2 | 0 | 0 | 275.2 | 294.1 | 288 | 123.8 | 0
5:00 | -15.1 | 92.3 | 0 | 0 | 275.1 | 294.1 | 287.9 | 128.4 | 0
6:00 | -6.1 | 104 | 0 | 0 | 275.1 | 294.1 | 287.9 | 128.2 | 0
7:00 | 2.4 | 115.9 | 0 | 2.3 | 275.1 | 294.1 | 288 | 131.8 | 0
8:00 | 10.1 | 128.3 | 0 | 20.6 | 275.5 | 296.4 | 289.9 | 0.5 | 0
9:00 | 16.5 | 141.8 | 0 | 40.4 | 276.1 | 295.7 | 289.9 | 2.6 | 0
10:00 | 21.2 | 156.4 | 0 | 55.1 | 276.7 | 296 | 290.1 | 2.5 | 0
11:00 | 23.7 | 172 | 0 | 60.6 | 277.3 | 295.6 | 290.5 | 2.8 | 0
noon | 23.7 | -172 | 0 | 65.1 | 277.9 | 295.8 | 290.8 | 2.5 | 0
13:00 | 21.2 | -156.4 | 0 | 57 | 278.4 | 295.8 | 291 | 2.1 | 0
14:00 | 16.5 | -141.8 | 0 | 53.5 | 278.5 | 296.1 | 290.8 | 2.1 | 0
15:00 | 10.1 | -128.3 | 0 | 36 | 278.3 | 296 | 290.5 | 2.3 | 0
16:00 | 2.4 | -115.9 | 0 | 14.5 | 277.7 | 295.9 | 290.3 | 1.5 | 0
17:00 | -6.1 | -104 | 0 | 0.3 | 277.1 | 296 | 289.8 | 1.5 | 0
18:00 | -15.1 | -92.3 | 0 | 0 | 276.7 | 295.6 | 289.6 | 1.5 | 0
19:00 | -24.2 | -80.2 | 0 | 0 | 276.3 | 295.9 | 289.5 | 1.1 | 0
20:00 | -32.9 | -66.9 | 0 | 0 | 276 | 296 | 289.3 | 1.3 | 0
21:00 | -40.8 | -51.4 | 0 | 0 | 275.7 | 295.8 | 289.2 | 1.4 | 0
22:00 | -46.9 | -33 | 0 | 0 | 275.5 | 295.7 | 289.2 | 1.2 | 0
23:00 | -50.4 | -11.4 | 0 | 0 | 275.4 | 295.6 | 289.5 | 1.2 | 0
March
| solar | solar | direct | diffuse | outdoor | indoor | window | heating | blinds
| altitude | azimuth | radiation | radiation | temp. | temp. | temp. | load | closed
| (degrees) | (degrees) | (W-h/m2) | (W-h/m2) | (K) | (K) | (K) | (W-h/m2) | (% time)
midnight | -39 | 9.6 | 0 | 0 | 276.9 | 294.1 | 288.5 | 128.3 | 0
1:00 | -36 | 28.2 | 0 | 0 | 276.8 | 294.1 | 288.5 | 132.2 | 0
2:00 | -30.6 | 45 | 0 | 0 | 276.7 | 294.1 | 288.4 | 136.4 | 0
3:00 | -23.4 | 59.7 | 0 | 0 | 276.5 | 294.1 | 288.4 | 128.9 | 0
4:00 | -15 | 72.9 | 0 | 0 | 276.3 | 294.1 | 288.3 | 130.2 | 0
5:00 | -6.1 | 85.2 | 0 | 0 | 276.4 | 294.1 | 288.3 | 125 | 0
6:00 | 2.9 | 97.1 | 0 | 4.1 | 276.6 | 294.1 | 288.4 | 117.4 | 0
7:00 | 11.8 | 109.3 | 0 | 24.9 | 276.9 | 294.1 | 288.8 | 113.7 | 0
8:00 | 20 | 122.4 | 0 | 48.1 | 277.4 | 296.1 | 290.3 | 1.3 | 0
9:00 | 27 | 136.9 | 0 | 66.7 | 278 | 295.8 | 290.9 | 2.1 | 0
10:00 | 32.2 | 153.1 | 0 | 85.8 | 278.8 | 296.1 | 291.4 | 1.8 | 0
11:00 | 35.1 | 170.8 | 0 | 100 | 279.8 | 295.8 | 291.8 | 2.3 | 0
noon | 35.1 | -170.8 | 0 | 101.7 | 280.5 | 295.8 | 292 | 2 | 0
13:00 | 32.2 | -153.1 | 0 | 93 | 281.2 | 296.1 | 292 | 1.5 | 0
14:00 | 27 | -136.9 | 0 | 79.8 | 281.5 | 295.8 | 291.9 | 1.6 | 0
15:00 | 20 | -122.4 | 0 | 58.9 | 281.4 | 296 | 291.7 | 1.5 | 0
16:00 | 11.8 | -109.3 | 0 | 34.5 | 280.9 | 295.7 | 291.5 | 1.6 | 0
17:00 | 2.9 | -97.1 | 0 | 15.4 | 280.1 | 296 | 291.1 | 1.2 | 0
18:00 | -6.1 | -85.2 | 0 | 0 | 279.4 | 295.7 | 290.5 | 1.4 | 0
19:00 | -15 | -72.9 | 0 | 0 | 278.7 | 295.9 | 290.4 | 1 | 0
20:00 | -23.4 | -59.7 | 0 | 0 | 278.2 | 296 | 290.2 | 1.3 | 0
21:00 | -30.6 | -45 | 0 | 0 | 277.8 | 295.9 | 290.1 | 1.4 | 0
22:00 | -36 | -28.2 | 0 | 0 | 277.3 | 296 | 289.8 | 1.4 | 0
23:00 | -39 | -9.6 | 0 | 0 | 277.1 | 295.9 | 289.8 | 1.5 | 0
April
| solar | solar | direct | diffuse | outdoor | indoor | window | heating | blinds
| altitude | azimuth | radiation | radiation | temp. | temp. | temp. | load | closed
| (degrees) | (degrees) | (W-h/m2) | (W-h/m2) | (K) | (K) | (K) | (W-h/m2) | (% time)
midnight | -27.1 | 8.3 | 0 | 0 | 278.5 | 294.1 | 289 | 105.5 | 0
1:00 | -24.5 | 24.4 | 0 | 0 | 278.2 | 294.1 | 288.9 | 103.6 | 0
2:00 | -19.7 | 39.5 | 0 | 0 | 278 | 294.1 | 288.9 | 105.3 | 0
3:00 | -13.1 | 53.3 | 0 | 0 | 277.7 | 294.1 | 288.8 | 107.3 | 0
4:00 | -5.2 | 66 | 0 | 0 | 277.4 | 294.1 | 288.7 | 106.3 | 0
5:00 | 3.4 | 78 | 3 | 8 | 277.6 | 294.1 | 288.8 | 105 | 0
6:00 | 12.4 | 89.8 | 0.4 | 33.9 | 278.1 | 294.1 | 289.2 | 107.8 | 0
7:00 | 21.5 | 102 | 0 | 60.7 | 278.8 | 294.1 | 289.8 | 103.8 | 0
8:00 | 30.1 | 115.3 | 0 | 79.7 | 279.5 | 295.7 | 291.4 | 1.9 | 0
9:00 | 37.7 | 130.6 | 0 | 102.3 | 280.6 | 296 | 291.8 | 2.1 | 0
10:00 | 43.7 | 148.5 | 0 | 121.4 | 281.5 | 296.1 | 292.3 | 2.2 | 0
11:00 | 47 | 169.1 | 0 | 133.9 | 282.5 | 295.6 | 293.1 | 2 | 0
noon | 47 | -169.1 | 0 | 135.6 | 283.5 | 295.8 | 293.3 | 1.4 | 0
13:00 | 43.7 | -148.5 | 0 | 127.4 | 284.2 | 296.1 | 293.5 | 1.3 | 0
14:00 | 37.7 | -130.6 | 0 | 116.3 | 284.7 | 296.4 | 293.5 | 0.9 | 0
15:00 | 30.1 | -115.3 | 0 | 86.8 | 285 | 295.9 | 293.4 | 1 | 0
16:00 | 21.5 | -102 | 0 | 66.8 | 284.7 | 295.8 | 292.9 | 0.8 | 0
17:00 | 12.4 | -89.8 | 0.5 | 41.3 | 283.9 | 295.7 | 292.4 | 1 | 0
18:00 | 3.4 | -78 | 12.3 | 16.4 | 283 | 296.3 | 291.8 | 0.9 | 0
19:00 | -5.2 | -66 | 0 | 0 | 282 | 295.9 | 291.3 | 0.9 | 0
20:00 | -13.1 | -53.3 | 0 | 0 | 281 | 296.2 | 291 | 0.8 | 0
21:00 | -19.7 | -39.5 | 0 | 0 | 280 | 295.6 | 290.4 | 1.3 | 0
22:00 | -24.5 | -24.4 | 0 | 0 | 279.3 | 295.5 | 290.5 | 1 | 0
23:00 | -27.1 | -8.3 | 0 | 0 | 278.6 | 296 | 290.2 | 1 | 0
May
| solar | solar | direct | diffuse | outdoor | indoor | window | heating | blinds
| altitude | azimuth | radiation | radiation | temp. | temp. | temp. | load | closed
| (degrees) | (degrees) | (W-h/m2) | (W-h/m2) | (K) | (K) | (K) | (W-h/m2) | (% time)
midnight | -17.9 | 7.4 | 0 | 0 | 281 | 294.1 | 289.8 | 75.6 | 0
1:00 | -15.5 | 22 | 0 | 0 | 280.8 | 294.1 | 289.7 | 76.4 | 0
2:00 | -11.1 | 35.8 | 0 | 0 | 280.5 | 294.1 | 289.7 | 76.8 | 0
3:00 | -5 | 48.7 | 0 | 0 | 280.2 | 294.1 | 289.5 | 75.5 | 0
4:00 | 2.4 | 60.8 | 12.8 | 10.9 | 280.2 | 294.1 | 289.8 | 77.2 | 0
5:00 | 10.7 | 72.3 | 41.5 | 40.6 | 280.5 | 294.1 | 290.5 | 75.7 | 0
6:00 | 19.6 | 83.7 | 18 | 62.9 | 280.9 | 294.1 | 290.6 | 75.8 | 0
7:00 | 28.7 | 95.6 | 0 | 84.8 | 281.8 | 294.1 | 291 | 66.9 | 0
8:00 | 37.6 | 108.8 | 0 | 101.3 | 282.7 | 296.1 | 292.7 | 0.9 | 0
9:00 | 45.8 | 124.4 | 0 | 131.7 | 283.7 | 296.2 | 293.5 | 1.1 | 0
10:00 | 52.4 | 143.6 | 0 | 145.9 | 284.8 | 296.1 | 294.1 | 1 | 0
11:00 | 56.2 | 167.2 | 0 | 152.2 | 285.8 | 296.3 | 294.5 | 0.5 | 0
noon | 56.2 | -167.2 | 0 | 145.7 | 286.8 | 296.1 | 294.7 | 0.5 | 0
13:00 | 52.4 | -143.6 | 0 | 137.1 | 287.6 | 296.5 | 295.1 | 0.4 | 0
14:00 | 45.8 | -124.4 | 0 | 134.2 | 288 | 296.2 | 295.2 | 0.4 | 0
15:00 | 37.6 | -108.8 | 0 | 116.3 | 288 | 296.4 | 294.7 | 0.3 | 0
16:00 | 28.7 | -95.6 | 0 | 97.6 | 287.9 | 296.3 | 294.4 | 0.3 | 0
17:00 | 19.6 | -83.7 | 19 | 74.3 | 287.3 | 296.2 | 294.1 | 0.2 | 0
18:00 | 10.7 | -72.3 | 47.9 | 48.7 | 286.3 | 295.9 | 293.8 | 0.3 | 0
19:00 | 2.4 | -60.8 | 25.2 | 18.1 | 285.1 | 296.3 | 292.9 | 0.3 | 0
20:00 | -5 | -48.7 | 0 | 0 | 284 | 296.1 | 292 | 0.3 | 0
21:00 | -11.1 | -35.8 | 0 | 0 | 283.1 | 295.9 | 291.7 | 0.4 | 0
22:00 | -15.5 | -22 | 0 | 0 | 282.3 | 295.8 | 291.2 | 0.5 | 0
23:00 | -17.9 | -7.4 | 0 | 0 | 281.5 | 296.1 | 290.9 | 0.6 | 0
June
| solar | solar | direct | diffuse | outdoor | indoor | window | heating | blinds
| altitude | azimuth | radiation | radiation | temp. | temp. | temp. | load | closed
| (degrees) | (degrees) | (W-h/m2) | (W-h/m2) | (K) | (K) | (K) | (W-h/m2) | (% time)
midnight | -13.8 | 7 | 0 | 0 | 284.5 | 294.1 | 290.9 | 42.6 | 0
1:00 | -11.6 | 21 | 0 | 0 | 284.2 | 294.1 | 290.9 | 41.8 | 0
2:00 | -7.3 | 34.3 | 0 | 0 | 283.9 | 294.1 | 290.7 | 38.5 | 0
3:00 | -1.4 | 46.7 | 0 | 0 | 283.6 | 294.1 | 290.6 | 37.5 | 0
4:00 | 5.8 | 58.4 | 47 | 27.4 | 283.7 | 294.2 | 291.6 | 38.2 | 0
5:00 | 14 | 69.7 | 54.6 | 52.4 | 284.2 | 294.3 | 292.1 | 37.7 | 0
6:00 | 22.8 | 80.8 | 26.7 | 76.8 | 284.6 | 294.3 | 292.1 | 38.7 | 0
7:00 | 31.9 | 92.5 | 0 | 90.6 | 285.2 | 294.4 | 292.3 | 37.6 | 0
8:00 | 40.9 | 105.5 | 0 | 104.6 | 286.2 | 296.1 | 294 | 0.4 | 0
9:00 | 49.2 | 121 | 0 | 130.5 | 287.2 | 296.6 | 294.7 | 0.2 | 0
10:00 | 56.1 | 140.8 | 0 | 140.9 | 288.1 | 296.5 | 295.1 | 0.2 | 0
11:00 | 60.2 | 166 | 0 | 149.1 | 289.1 | 297.3 | 295.8 | 0.3 | 0
noon | 60.2 | -166 | 0 | 150.4 | 290 | 297.4 | 296.5 | 0.1 | 0
13:00 | 56.1 | -140.8 | 0 | 149.6 | 290.6 | 297.5 | 297 | 0 | 0
14:00 | 49.2 | -121 | 0 | 133.5 | 291 | 297.6 | 296.7 | 0 | 0
15:00 | 40.9 | -105.5 | 0 | 111.8 | 291.1 | 297.4 | 296.5 | 0 | 0
16:00 | 31.9 | -92.5 | 0 | 113.1 | 290.9 | 297.3 | 296.2 | 0 | 0
17:00 | 22.8 | -80.8 | 25.1 | 93.4 | 290.2 | 297 | 296 | 0.2 | 0
18:00 | 14 | -69.7 | 50.8 | 67.2 | 289.3 | 296.6 | 295.1 | 0.2 | 0
19:00 | 5.8 | -58.4 | 47.8 | 41 | 288.3 | 296.7 | 294.7 | 0.2 | 0
20:00 | -1.4 | -46.7 | 0 | 0 | 287.4 | 296 | 293.6 | 0.2 | 0
21:00 | -7.3 | -34.3 | 0 | 0 | 286.4 | 296.3 | 292.9 | 0.2 | 0
22:00 | -11.6 | -21 | 0 | 0 | 285.7 | 296.1 | 292.5 | 0.3 | 0
23:00 | -13.8 | -7 | 0 | 0 | 284.8 | 296.1 | 292.2 | 0.3 | 0
July
| solar | solar | direct | diffuse | outdoor | indoor | window | heating | blinds
| altitude | azimuth | radiation | radiation | temp. | temp. | temp. | load | closed
| (degrees) | (degrees) | (W-h/m2) | (W-h/m2) | (K) | (K) | (K) | (W-h/m2) | (% time)
midnight | -15.9 | 7.2 | 0 | 0 | 286.4 | 294.9 | 292.2 | 15.8 | 0
1:00 | -13.7 | 21.5 | 0 | 0 | 286.1 | 294.4 | 291.7 | 19.4 | 0
2:00 | -9.3 | 35.1 | 0 | 0 | 285.6 | 294.2 | 291.4 | 19.7 | 0
3:00 | -3.3 | 47.8 | 0 | 0 | 285.3 | 294.1 | 291.2 | 18.3 | 0
4:00 | 4 | 59.7 | 7.4 | 13.9 | 285.5 | 294.2 | 291.5 | 19.1 | 0
5:00 | 12.3 | 71 | 22.1 | 43.4 | 285.8 | 294.7 | 292.4 | 16.4 | 0
6:00 | 21.1 | 82.3 | 12.9 | 72.5 | 286.4 | 295.3 | 293.2 | 16.5 | 0
7:00 | 30.2 | 94.1 | 0 | 90.2 | 286.8 | 295.8 | 293.8 | 14.4 | 0
8:00 | 39.2 | 107.3 | 0 | 107.5 | 287.6 | 297.3 | 295 | 0.1 | 0
9:00 | 47.4 | 122.8 | 0 | 130 | 288.7 | 297.3 | 295.6 | 0 | 0
10:00 | 54.2 | 142.4 | 0 | 152.9 | 289.7 | 297.4 | 296.3 | 0 | 0
11:00 | 58.1 | 166.6 | 0 | 166.1 | 290.7 | 297.5 | 297.1 | 0 | 0
noon | 58.1 | -166.6 | 0 | 174.3 | 291.7 | 297.9 | 297.7 | 0 | 0
13:00 | 54.2 | -142.4 | 0 | 161.4 | 292.5 | 297.9 | 297.7 | 0 | 0
14:00 | 47.4 | -122.8 | 0 | 145.3 | 292.9 | 297.5 | 297.5 | 0 | 0
15:00 | 39.2 | -107.3 | 0 | 120.5 | 293 | 297.6 | 297.2 | 0 | 0
16:00 | 30.2 | -94.1 | 0 | 114.7 | 292.8 | 297.3 | 297.2 | 0 | 0
17:00 | 21.1 | -82.3 | 18.9 | 91.1 | 292.4 | 297.3 | 296.9 | 0 | 0
18:00 | 12.3 | -71 | 59.5 | 68.5 | 291.5 | 297.5 | 296.8 | 0 | 0
19:00 | 4 | -59.7 | 57.7 | 35.1 | 290.4 | 297.3 | 296.1 | 0 | 0
20:00 | -3.3 | -47.8 | 0 | 0 | 289.3 | 296.9 | 294.5 | 0 | 0
21:00 | -9.3 | -35.1 | 0 | 0 | 288.4 | 297.3 | 294 | 0 | 0
22:00 | -13.7 | -21.5 | 0 | 0 | 287.5 | 297 | 294 | 0 | 0
23:00 | -15.9 | -7.2 | 0 | 0 | 286.8 | 296.9 | 293.6 | 0 | 0
August
| solar | solar | direct | diffuse | outdoor | indoor | window | heating | blinds
| altitude | azimuth | radiation | radiation | temp. | temp. | temp. | load | closed
| (degrees) | (degrees) | (W-h/m2) | (W-h/m2) | (K) | (K) | (K) | (W-h/m2) | (% time)
midnight | -23.7 | 7.9 | 0 | 0 | 286.4 | 294.7 | 292 | 13.8 | 0
1:00 | -21.3 | 23.5 | 0 | 0 | 286 | 294.4 | 291.6 | 15.3 | 0
2:00 | -16.6 | 38.1 | 0 | 0 | 285.9 | 294.2 | 291.5 | 17 | 0
3:00 | -10.1 | 51.6 | 0 | 0 | 285.4 | 294.2 | 291.3 | 18.2 | 0
4:00 | -2.4 | 64.1 | 0 | 0 | 285.1 | 294.1 | 291.1 | 20.4 | 0
5:00 | 6 | 75.9 | 12.7 | 19 | 285.3 | 294.3 | 291.6 | 19.1 | 0
6:00 | 15.1 | 87.6 | 5.8 | 45.6 | 285.9 | 294.8 | 292.3 | 17.7 | 0
7:00 | 24.2 | 99.7 | 0 | 76 | 286.5 | 295.4 | 293.2 | 17.6 | 0
8:00 | 32.9 | 113.1 | 0 | 96.4 | 287.3 | 296.7 | 294.8 | 0 | 0
9:00 | 40.7 | 128.5 | 0 | 119 | 288.2 | 297.2 | 295.3 | 0 | 0
10:00 | 46.9 | 146.9 | 0 | 144.3 | 289.3 | 297.1 | 296 | 0 | 0
11:00 | 50.3 | 168.5 | 0 | 156.9 | 290.4 | 297.1 | 296.6 | 0 | 0
noon | 50.3 | -168.5 | 0 | 169.1 | 291.3 | 297.6 | 297.2 | 0 | 0
13:00 | 46.9 | -146.9 | 0 | 150.2 | 292 | 297.6 | 297.3 | 0 | 0
14:00 | 40.7 | -128.5 | 0 | 130.8 | 292.5 | 297.6 | 297.3 | 0 | 0
15:00 | 32.9 | -113.1 | 0 | 103.7 | 292.6 | 297.7 | 297 | 0 | 0
16:00 | 24.2 | -99.7 | 0 | 76.7 | 292.2 | 297.5 | 296.6 | 0 | 0
17:00 | 15.1 | -87.6 | 6.3 | 56.4 | 291.7 | 297.4 | 296.1 | 0 | 0
18:00 | 6 | -75.9 | 24.9 | 35.1 | 290.9 | 297.2 | 295.8 | 0 | 0
19:00 | -2.4 | -64.1 | 0 | 6 | 289.9 | 297 | 294.8 | 0 | 0
20:00 | -10.1 | -51.6 | 0 | 0 | 289 | 297 | 294.4 | 0 | 0
21:00 | -16.6 | -38.1 | 0 | 0 | 288.1 | 297.1 | 294 | 0 | 0
22:00 | -21.3 | -23.5 | 0 | 0 | 287.3 | 296.9 | 293.6 | 0 | 0
23:00 | -23.7 | -7.9 | 0 | 0 | 286.6 | 296.8 | 293.3 | 0 | 0
September
| solar | solar | direct | diffuse | outdoor | indoor | window | heating | blinds
| altitude | azimuth | radiation | radiation | temp. | temp. | temp. | load | closed
| (degrees) | (degrees) | (W-h/m2) | (W-h/m2) | (K) | (K) | (K) | (W-h/m2) | (% time)
midnight | -35.1 | 9.1 | 0 | 0 | 284.9 | 294.8 | 291.6 | 42.5 | 0
1:00 | -32.3 | 26.9 | 0 | 0 | 284.8 | 294.4 | 291.3 | 42.7 | 0
2:00 | -27.1 | 43.1 | 0 | 0 | 284.5 | 294.3 | 291.1 | 42.3 | 0
3:00 | -20 | 57.5 | 0 | 0 | 284.3 | 294.2 | 290.9 | 41.7 | 0
4:00 | -11.8 | 70.6 | 0 | 0 | 284.1 | 294.2 | 290.9 | 42.5 | 0
5:00 | -3 | 82.8 | 0 | 0.3 | 284 | 294.1 | 290.8 | 44.6 | 0
6:00 | 6 | 94.7 | 0 | 19.9 | 284.3 | 294.2 | 291.1 | 42.2 | 0
7:00 | 15 | 107 | 0 | 44.4 | 284.7 | 294.5 | 291.8 | 37.1 | 0
8:00 | 23.3 | 120.2 | 0 | 67.9 | 285.4 | 296.7 | 293.7 | 0.5 | 0
9:00 | 30.6 | 135 | 0 | 89.9 | 286.1 | 296.7 | 294.2 | 0.5 | 0
10:00 | 36 | 151.7 | 0 | 104.9 | 286.8 | 297.1 | 294.7 | 0.3 | 0
11:00 | 39 | 170.3 | 0 | 105.9 | 287.6 | 296.7 | 295 | 0.3 | 0
noon | 39 | -170.3 | 0 | 104.9 | 288.3 | 297.1 | 295.2 | 0.2 | 0
13:00 | 36 | -151.7 | 0 | 101.4 | 288.9 | 296.9 | 295.5 | 0.3 | 0
14:00 | 30.6 | -135 | 0 | 92.6 | 289.4 | 297.1 | 295.6 | 0.1 | 0
15:00 | 23.3 | -120.2 | 0 | 73.2 | 289.5 | 297 | 295.4 | 0.1 | 0
16:00 | 15 | -107 | 0 | 44.6 | 289.3 | 297.1 | 295 | 0.1 | 0
17:00 | 6 | -94.7 | 0 | 23.9 | 288.6 | 297 | 294.5 | 0.1 | 0
18:00 | -3 | -82.8 | 0 | 2.4 | 287.8 | 297 | 294 | 0.1 | 0
19:00 | -11.8 | -70.6 | 0 | 0 | 287.1 | 296.8 | 293.7 | 0.2 | 0
20:00 | -20 | -57.5 | 0 | 0 | 286.5 | 296.9 | 293.3 | 0.3 | 0
21:00 | -27.1 | -43.1 | 0 | 0 | 285.9 | 296.8 | 293.1 | 0.3 | 0
22:00 | -32.3 | -26.9 | 0 | 0 | 285.3 | 296.7 | 293 | 0.4 | 0
23:00 | -35.1 | -9.1 | 0 | 0 | 285 | 296.8 | 292.8 | 0.5 | 0
October
| solar | solar | direct | diffuse | outdoor | indoor | window | heating | blinds
| altitude | azimuth | radiation | radiation | temp. | temp. | temp. | load | closed
| (degrees) | (degrees) | (W-h/m2) | (W-h/m2) | (K) | (K) | (K) | (W-h/m2) | (% time)
midnight | -47 | 10.8 | 0 | 0 | 282.1 | 294.2 | 290.3 | 58 | 0
1:00 | -43.7 | 31.4 | 0 | 0 | 282.1 | 294.1 | 290.2 | 57.2 | 0
2:00 | -37.8 | 49.3 | 0 | 0 | 282 | 294.1 | 290.1 | 58.6 | 0
3:00 | -30.1 | 64.6 | 0 | 0 | 281.8 | 294.1 | 290.1 | 59.6 | 0
4:00 | -21.5 | 78 | 0 | 0 | 281.8 | 294.1 | 290.1 | 61 | 0
5:00 | -12.4 | 90.2 | 0 | 0 | 281.7 | 294.1 | 290 | 65.8 | 0
6:00 | -3.4 | 102 | 0 | 0.8 | 281.8 | 294.1 | 290.1 | 66.5 | 0
7:00 | 5.2 | 114 | 0 | 16.8 | 282.2 | 294.1 | 290.4 | 64.9 | 0
8:00 | 13 | 126.6 | 0 | 37.6 | 282.6 | 295.9 | 292 | 0.6 | 0
9:00 | 19.7 | 140.4 | 0 | 61.3 | 283.3 | 296.3 | 292.5 | 0.8 | 0
10:00 | 24.5 | 155.5 | 0 | 70.4 | 283.9 | 296 | 292.8 | 0.9 | 0
11:00 | 27.1 | 171.7 | 0 | 81.3 | 284.6 | 296.1 | 293.2 | 0.8 | 0
noon | 27.1 | -171.7 | 0 | 79 | 285.1 | 296 | 293.4 | 0.8 | 0
13:00 | 24.5 | -155.5 | 0 | 65.6 | 285.4 | 296.3 | 293.4 | 0.7 | 0
14:00 | 19.7 | -140.4 | 0 | 49.7 | 285.5 | 296.1 | 293.2 | 0.7 | 0
15:00 | 13 | -126.6 | 0 | 33.4 | 285.3 | 296.2 | 292.8 | 0.5 | 0
16:00 | 5.2 | -114 | 0 | 14.6 | 284.7 | 296.1 | 292.5 | 0.4 | 0
17:00 | -3.4 | -102 | 0 | 0.4 | 284.1 | 295.8 | 292.2 | 0.5 | 0
18:00 | -12.4 | -90.2 | 0 | 0 | 283.5 | 296.1 | 291.8 | 0.4 | 0
19:00 | -21.5 | -78 | 0 | 0 | 283.1 | 296.1 | 291.7 | 0.4 | 0
20:00 | -30.1 | -64.6 | 0 | 0 | 282.8 | 296 | 291.7 | 0.5 | 0
21:00 | -37.8 | -49.3 | 0 | 0 | 282.5 | 296.1 | 291.6 | 0.6 | 0
22:00 | -43.7 | -31.4 | 0 | 0 | 282.4 | 296.1 | 291.5 | 0.5 | 0
23:00 | -47 | -10.8 | 0 | 0 | 282.2 | 296.2 | 291.5 | 0.4 | 0
November
| solar | solar | direct | diffuse | outdoor | indoor | window | heating | blinds
| altitude | azimuth | radiation | radiation | temp. | temp. | temp. | load | closed
| (degrees) | (degrees) | (W-h/m2) | (W-h/m2) | (K) | (K) | (K) | (W-h/m2) | (% time)
midnight | -56.2 | 12.8 | 0 | 0 | 278.9 | 294.1 | 289.1 | 103.8 | 0
1:00 | -52.4 | 36.3 | 0 | 0 | 278.8 | 294.1 | 289.1 | 104.5 | 0
2:00 | -45.8 | 55.6 | 0 | 0 | 278.6 | 294.1 | 289.1 | 110.6 | 0
3:00 | -37.7 | 71.1 | 0 | 0 | 278.5 | 294.1 | 289 | 107 | 0
4:00 | -28.8 | 84.3 | 0 | 0 | 278.4 | 294.1 | 289 | 103 | 0
5:00 | -19.7 | 96.2 | 0 | 0 | 278.4 | 294.1 | 289 | 106.4 | 0
6:00 | -10.7 | 107.7 | 0 | 0 | 278.3 | 294.1 | 289 | 106.8 | 0
7:00 | -2.4 | 119.2 | 0 | 1 | 278.2 | 294.1 | 288.9 | 107.4 | 0
8:00 | 5 | 131.2 | 0 | 16 | 278.4 | 295.7 | 290.7 | 0.4 | 0
9:00 | 11.1 | 144.1 | 0 | 30.1 | 278.8 | 296 | 290.3 | 1.7 | 0
10:00 | 15.5 | 157.9 | 0 | 45.9 | 279.2 | 296.1 | 290.8 | 1.7 | 0
11:00 | 17.8 | 172.5 | 0 | 57.8 | 279.7 | 296 | 291.2 | 1.8 | 0
noon | 17.8 | -172.5 | 0 | 55.3 | 280.1 | 296 | 291.5 | 1.4 | 0
13:00 | 15.5 | -157.9 | 0 | 47.3 | 280.3 | 295.6 | 291.5 | 1.6 | 0
14:00 | 11.1 | -144.1 | 0 | 30.2 | 280.4 | 295.5 | 291.4 | 1.6 | 0
15:00 | 5 | -131.2 | 0 | 12.9 | 280.2 | 296 | 291.1 | 0.9 | 0
16:00 | -2.4 | -119.2 | 0 | 0 | 280 | 296 | 290.8 | 0.9 | 0
17:00 | -10.7 | -107.7 | 0 | 0 | 279.7 | 295.9 | 290.8 | 0.8 | 0
18:00 | -19.7 | -96.2 | 0 | 0 | 279.6 | 295.8 | 290.5 | 1 | 0
19:00 | -28.8 | -84.3 | 0 | 0 | 279.4 | 295.9 | 290.5 | 0.6 | 0
20:00 | -37.7 | -71.1 | 0 | 0 | 279.4 | 295.6 | 290.5 | 1.4 | 0
21:00 | -45.8 | -55.6 | 0 | 0 | 279.2 | 296.1 | 290.8 | 0.6 | 0
22:00 | -52.4 | -36.3 | 0 | 0 | 279 | 296 | 290.3 | 0.8 | 0
23:00 | -56.2 | -12.8 | 0 | 0 | 278.8 | 295.9 | 290.3 | 0.9 | 0
December
| solar | solar | direct | diffuse | outdoor | indoor | window | heating | blinds
| altitude | azimuth | radiation | radiation | temp. | temp. | temp. | load | closed
| (degrees) | (degrees) | (W-h/m2) | (W-h/m2) | (K) | (K) | (K) | (W-h/m2) | (% time)
midnight | -60.2 | 13.9 | 0 | 0 | 276.9 | 294.1 | 288.5 | 108.9 | 0
1:00 | -56.1 | 39.1 | 0 | 0 | 276.8 | 294.1 | 288.5 | 112.6 | 0
2:00 | -49.2 | 58.9 | 0 | 0 | 276.8 | 294.1 | 288.5 | 112.9 | 0
3:00 | -40.9 | 74.4 | 0 | 0 | 276.8 | 294.1 | 288.5 | 112.9 | 0
4:00 | -31.9 | 87.4 | 0 | 0 | 276.9 | 294.1 | 288.5 | 110.3 | 0
5:00 | -22.8 | 99.1 | 0 | 0 | 277 | 294.1 | 288.5 | 113.3 | 0
6:00 | -14 | 110.2 | 0 | 0 | 276.9 | 294.1 | 288.5 | 110.4 | 0
7:00 | -5.8 | 121.5 | 0 | 0 | 276.9 | 294.1 | 288.5 | 107.7 | 0
8:00 | 1.4 | 133.2 | 0 | 1.8 | 277.1 | 296.5 | 289.9 | 0 | 0
9:00 | 7.3 | 145.7 | 0 | 14.9 | 277.3 | 296.2 | 289.8 | 1.8 | 0
10:00 | 11.6 | 158.9 | 0 | 28.6 | 277.7 | 295.5 | 290.3 | 2.2 | 0
11:00 | 13.8 | 172.9 | 0 | 36.8 | 277.9 | 295.8 | 290.4 | 1.8 | 0
noon | 13.8 | -172.9 | 0 | 37.9 | 278.2 | 296.1 | 290.7 | 1.7 | 0
13:00 | 11.6 | -158.9 | 0 | 29 | 278.4 | 296 | 290.5 | 1.3 | 0
14:00 | 7.3 | -145.7 | 0 | 18.1 | 278.3 | 296.2 | 290.5 | 1.5 | 0
15:00 | 1.4 | -133.2 | 0 | 4.7 | 278.2 | 295.9 | 290.1 | 1.4 | 0
16:00 | -5.8 | -121.5 | 0 | 0 | 277.8 | 295.8 | 290 | 1 | 0
17:00 | -14 | -110.2 | 0 | 0 | 277.7 | 295.9 | 289.9 | 1.1 | 0
18:00 | -22.8 | -99.1 | 0 | 0 | 277.5 | 295.7 | 290 | 1.4 | 0
19:00 | -31.9 | -87.4 | 0 | 0 | 277.5 | 296.1 | 290 | 0.8 | 0
20:00 | -40.9 | -74.4 | 0 | 0 | 277.3 | 295.7 | 289.7 | 1.2 | 0
21:00 | -49.2 | -58.9 | 0 | 0 | 277.1 | 295.7 | 289.8 | 1 | 0
22:00 | -56.1 | -39.1 | 0 | 0 | 277.1 | 295.9 | 289.7 | 1.1 | 0
23:00 | -60.2 | -13.9 | 0 | 0 | 277 | 295.7 | 289.8 | 1.3 | 0

## Sheet62
Scenario Three (red)
Tue Dec 03 2019 23:30:12 GMT+0000 (Greenwich Mean Time)
Setup Information:
Building
Location | UK - London
Building length, side A | N/A
Building length, side B | N/A
Simulation Type
Simulation Type | one_sided
Window Description
Typology | dgu_nb
Glazing Type | clear
Window Area | 62%
Wall Description
Insulation R-Value | 99999999.9 m2-K/W
Occupancy
Type | Low-rise Residential
Occupancy Load | 0.000 people per m2
Lighting Requirements | 400 lux
Equipment Load | 0.00 W/m2
Room Ventilation
Air Change Rate per Occupant | 15.0 liters / sec per person
Total Air Change Rate | 0.0 roomfuls per hour
Lighting Control
Lighting Control | lights do not respond to daylight: all lights fully on while building is occupied
Representative Room
Orientation | north
Room Depth | 27 m
Room Width | 5 m
Room Height | 2.2 m
Thermal Mass
Thermal Mass | none
Overhang
Overhang Depth | 0 m
Roof
Roof Type | adiabatic roof
Simulation Results:
Primary Energy Use and CO2 Emissions
| heating | cooling | lighting | total | CO2
| energy | energy | energy | energy | emissions
| (kWh/m2) | (kWh/m2) | (kWh/m2) | (kWh/m2) | (kg/m2)
January | 33.6 | 0 | 7.3 | 40.9 | 8.2
February | 28.1 | 0 | 6.6 | 34.7 | 6.9
March | 32.1 | 0 | 7.3 | 39.4 | 7.9
April | 26 | 0 | 7.1 | 33.1 | 6.6
May | 18.8 | 0 | 7.3 | 26.1 | 5.2
June | 9.5 | 0 | 7.1 | 16.6 | 3.3
July | 4.3 | 0 | 7.3 | 11.6 | 2.3
August | 4.3 | 0 | 7.3 | 11.6 | 2.3
September | 10.2 | 0 | 7.1 | 17.3 | 3.5
October | 15.5 | 0 | 7.3 | 22.8 | 4.6
November | 26 | 0 | 7.1 | 33.1 | 6.6
December | 28.2 | 0 | 7.3 | 35.5 | 7.1
Total | 236.6 | 0 | 86.1 | 322.7 | 64.5 | yearly energy
January
| solar | solar | direct | diffuse | outdoor | indoor | window | heating | blinds
| altitude | azimuth | radiation | radiation | temp. | temp. | temp. | load | closed
| (degrees) | (degrees) | (W-h/m2) | (W-h/m2) | (K) | (K) | (K) | (W-h/m2) | (% time)
midnight | -58.1 | 13.3 | 0 | 0 | 275.9 | 294.1 | 288.2 | 136.3 | 0
1:00 | -54.2 | 37.6 | 0 | 0 | 275.8 | 294.1 | 288.2 | 135.6 | 0
2:00 | -47.5 | 57.1 | 0 | 0 | 275.8 | 294.1 | 288.2 | 134 | 0
3:00 | -39.2 | 72.7 | 0 | 0 | 275.7 | 294.1 | 288.1 | 129.9 | 0
4:00 | -30.2 | 85.8 | 0 | 0 | 275.6 | 294.1 | 288.1 | 132.6 | 0
5:00 | -21.1 | 97.6 | 0 | 0 | 275.6 | 294.1 | 288.1 | 132.4 | 0
6:00 | -12.3 | 108.9 | 0 | 0 | 275.5 | 294.1 | 288.1 | 130.1 | 0
7:00 | -4 | 120.3 | 0 | 0 | 275.5 | 294.1 | 288.1 | 128.9 | 0
8:00 | 3.3 | 132.2 | 0 | 5.1 | 275.7 | 296.4 | 289.5 | 0 | 0
9:00 | 9.3 | 144.9 | 0 | 20.2 | 276.1 | 295.8 | 289.6 | 2 | 0
10:00 | 13.6 | 158.4 | 0 | 34.6 | 276.5 | 295.9 | 289.7 | 2.1 | 0
11:00 | 15.9 | 172.7 | 0 | 40.5 | 276.7 | 295.6 | 290.2 | 2.3 | 0
noon | 15.9 | -172.7 | 0 | 42.7 | 277.2 | 296.4 | 290.2 | 1.7 | 0
13:00 | 13.6 | -158.4 | 0 | 38.1 | 277.6 | 296 | 290.4 | 2.1 | 0
14:00 | 9.3 | -144.9 | 0 | 26.7 | 277.5 | 295.8 | 290.2 | 2.2 | 0
15:00 | 3.3 | -132.2 | 0 | 13.2 | 277.3 | 295.6 | 290.1 | 1.6 | 0
16:00 | -4 | -120.3 | 0 | 0.6 | 277 | 295.9 | 290 | 0.8 | 0
17:00 | -12.3 | -108.9 | 0 | 0 | 276.8 | 295.5 | 289.7 | 1.8 | 0
18:00 | -21.1 | -97.6 | 0 | 0 | 276.5 | 296.2 | 289.7 | 1.2 | 0
19:00 | -30.2 | -85.8 | 0 | 0 | 276.3 | 295.7 | 289.5 | 1.4 | 0
20:00 | -39.2 | -72.7 | 0 | 0 | 276.1 | 295.9 | 289.4 | 1.3 | 0
21:00 | -47.5 | -57.1 | 0 | 0 | 276.1 | 296.2 | 289.4 | 1 | 0
22:00 | -54.2 | -37.6 | 0 | 0 | 276 | 295.9 | 289.4 | 1.5 | 0
23:00 | -58.1 | -13.3 | 0 | 0 | 275.9 | 295.7 | 289.5 | 1.6 | 0
February
| solar | solar | direct | diffuse | outdoor | indoor | window | heating | blinds
| altitude | azimuth | radiation | radiation | temp. | temp. | temp. | load | closed
| (degrees) | (degrees) | (W-h/m2) | (W-h/m2) | (K) | (K) | (K) | (W-h/m2) | (% time)
midnight | -50.4 | 11.4 | 0 | 0 | 275.4 | 294.1 | 288 | 116.3 | 0
1:00 | -46.9 | 33 | 0 | 0 | 275.3 | 294.1 | 288 | 111.1 | 0
2:00 | -40.8 | 51.4 | 0 | 0 | 275.2 | 294.1 | 288 | 115.3 | 0
3:00 | -32.9 | 66.9 | 0 | 0 | 275.2 | 294.1 | 288 | 121.8 | 0
4:00 | -24.2 | 80.2 | 0 | 0 | 275.2 | 294.1 | 288 | 123.8 | 0
5:00 | -15.1 | 92.3 | 0 | 0 | 275.1 | 294.1 | 287.9 | 128.4 | 0
6:00 | -6.1 | 104 | 0 | 0 | 275.1 | 294.1 | 287.9 | 128.2 | 0
7:00 | 2.4 | 115.9 | 0 | 2.3 | 275.1 | 294.1 | 288 | 131.9 | 0
8:00 | 10.1 | 128.3 | 0 | 20.6 | 275.5 | 296.5 | 289.9 | 0.5 | 0
9:00 | 16.5 | 141.8 | 0 | 40.4 | 276.1 | 295.6 | 289.9 | 2.6 | 0
10:00 | 21.2 | 156.4 | 0 | 55.1 | 276.7 | 296.1 | 290.2 | 2.5 | 0
11:00 | 23.7 | 172 | 0 | 60.6 | 277.3 | 295.5 | 290.4 | 2.9 | 0
noon | 23.7 | -172 | 0 | 65.1 | 277.9 | 295.8 | 290.9 | 2.3 | 0
13:00 | 21.2 | -156.4 | 0 | 57 | 278.4 | 296 | 291 | 2.1 | 0
14:00 | 16.5 | -141.8 | 0 | 53.5 | 278.5 | 295.9 | 290.8 | 2.2 | 0
15:00 | 10.1 | -128.3 | 0 | 36 | 278.3 | 296.3 | 290.4 | 2 | 0
16:00 | 2.4 | -115.9 | 0 | 14.5 | 277.7 | 295.9 | 290.1 | 1.6 | 0
17:00 | -6.1 | -104 | 0 | 0.3 | 277.1 | 295.9 | 289.8 | 1.3 | 0
18:00 | -15.1 | -92.3 | 0 | 0 | 276.7 | 295.8 | 289.7 | 1.3 | 0
19:00 | -24.2 | -80.2 | 0 | 0 | 276.3 | 296.1 | 289.5 | 1.2 | 0
20:00 | -32.9 | -66.9 | 0 | 0 | 276 | 296 | 289.5 | 1.3 | 0
21:00 | -40.8 | -51.4 | 0 | 0 | 275.7 | 296 | 289.3 | 1.1 | 0
22:00 | -46.9 | -33 | 0 | 0 | 275.5 | 295.4 | 289.3 | 1.3 | 0
23:00 | -50.4 | -11.4 | 0 | 0 | 275.4 | 296.4 | 289.5 | 0.4 | 0
March
| solar | solar | direct | diffuse | outdoor | indoor | window | heating | blinds
| altitude | azimuth | radiation | radiation | temp. | temp. | temp. | load | closed
| (degrees) | (degrees) | (W-h/m2) | (W-h/m2) | (K) | (K) | (K) | (W-h/m2) | (% time)
midnight | -39 | 9.6 | 0 | 0 | 276.9 | 294.1 | 288.5 | 128.3 | 0
1:00 | -36 | 28.2 | 0 | 0 | 276.8 | 294.1 | 288.5 | 132.2 | 0
2:00 | -30.6 | 45 | 0 | 0 | 276.7 | 294.1 | 288.4 | 136.5 | 0
3:00 | -23.4 | 59.7 | 0 | 0 | 276.5 | 294.1 | 288.4 | 128.9 | 0
4:00 | -15 | 72.9 | 0 | 0 | 276.3 | 294.1 | 288.3 | 130.2 | 0
5:00 | -6.1 | 85.2 | 0 | 0 | 276.4 | 294.1 | 288.3 | 125 | 0
6:00 | 2.9 | 97.1 | 0 | 4.1 | 276.6 | 294.1 | 288.4 | 117.4 | 0
7:00 | 11.8 | 109.3 | 0 | 24.9 | 276.9 | 294.1 | 288.8 | 113.8 | 0
8:00 | 20 | 122.4 | 0 | 48.1 | 277.4 | 296.1 | 290.3 | 1.2 | 0
9:00 | 27 | 136.9 | 0 | 66.7 | 278 | 295.7 | 290.9 | 2.2 | 0
10:00 | 32.2 | 153.1 | 0 | 85.8 | 278.8 | 296.1 | 291.4 | 1.8 | 0
11:00 | 35.1 | 170.8 | 0 | 100 | 279.8 | 295.8 | 291.8 | 2.2 | 0
noon | 35.1 | -170.8 | 0 | 101.7 | 280.5 | 295.9 | 292 | 2 | 0
13:00 | 32.2 | -153.1 | 0 | 93 | 281.2 | 295.9 | 292.2 | 1.5 | 0
14:00 | 27 | -136.9 | 0 | 79.8 | 281.5 | 295.6 | 292.1 | 1.5 | 0
15:00 | 20 | -122.4 | 0 | 58.9 | 281.4 | 295.7 | 291.7 | 1.6 | 0
16:00 | 11.8 | -109.3 | 0 | 34.5 | 280.9 | 295.9 | 291.5 | 1.5 | 0
17:00 | 2.9 | -97.1 | 0 | 15.4 | 280.1 | 296.1 | 291 | 1.3 | 0
18:00 | -6.1 | -85.2 | 0 | 0 | 279.4 | 295.7 | 290.5 | 1.2 | 0
19:00 | -15 | -72.9 | 0 | 0 | 278.7 | 295.8 | 290.2 | 1.2 | 0
20:00 | -23.4 | -59.7 | 0 | 0 | 278.2 | 296.1 | 290.3 | 1.1 | 0
21:00 | -30.6 | -45 | 0 | 0 | 277.8 | 295.9 | 290 | 1.5 | 0
22:00 | -36 | -28.2 | 0 | 0 | 277.3 | 295.8 | 289.9 | 1.3 | 0
23:00 | -39 | -9.6 | 0 | 0 | 277.1 | 296 | 289.9 | 1.6 | 0
April
| solar | solar | direct | diffuse | outdoor | indoor | window | heating | blinds
| altitude | azimuth | radiation | radiation | temp. | temp. | temp. | load | closed
| (degrees) | (degrees) | (W-h/m2) | (W-h/m2) | (K) | (K) | (K) | (W-h/m2) | (% time)
midnight | -27.1 | 8.3 | 0 | 0 | 278.5 | 294.1 | 289 | 105.5 | 0
1:00 | -24.5 | 24.4 | 0 | 0 | 278.2 | 294.1 | 288.9 | 103.7 | 0
2:00 | -19.7 | 39.5 | 0 | 0 | 278 | 294.1 | 288.9 | 105.3 | 0
3:00 | -13.1 | 53.3 | 0 | 0 | 277.7 | 294.1 | 288.8 | 107.4 | 0
4:00 | -5.2 | 66 | 0 | 0 | 277.4 | 294.1 | 288.7 | 106.4 | 0
5:00 | 3.4 | 78 | 3 | 8 | 277.6 | 294.1 | 288.8 | 105.1 | 0
6:00 | 12.4 | 89.8 | 0.4 | 33.9 | 278.1 | 294.1 | 289.2 | 107.8 | 0
7:00 | 21.5 | 102 | 0 | 60.7 | 278.8 | 294.1 | 289.8 | 103.8 | 0
8:00 | 30.1 | 115.3 | 0 | 79.7 | 279.5 | 295.7 | 291.5 | 1.9 | 0
9:00 | 37.7 | 130.6 | 0 | 102.3 | 280.6 | 296 | 291.8 | 2.1 | 0
10:00 | 43.7 | 148.5 | 0 | 121.4 | 281.5 | 296 | 292.4 | 2.1 | 0
11:00 | 47 | 169.1 | 0 | 133.9 | 282.5 | 295.5 | 293.1 | 2 | 0
noon | 47 | -169.1 | 0 | 135.6 | 283.5 | 295.5 | 293.4 | 1.4 | 0
13:00 | 43.7 | -148.5 | 0 | 127.4 | 284.2 | 296 | 293.6 | 1.2 | 0
14:00 | 37.7 | -130.6 | 0 | 116.3 | 284.7 | 296 | 293.6 | 1 | 0
15:00 | 30.1 | -115.3 | 0 | 86.8 | 285 | 295.9 | 293.5 | 0.9 | 0
16:00 | 21.5 | -102 | 0 | 66.8 | 284.7 | 296 | 293.1 | 0.8 | 0
17:00 | 12.4 | -89.8 | 0.5 | 41.3 | 283.9 | 295.9 | 292.5 | 1 | 0
18:00 | 3.4 | -78 | 12.3 | 16.4 | 283 | 295.9 | 291.8 | 1 | 0
19:00 | -5.2 | -66 | 0 | 0 | 282 | 295.7 | 291.4 | 0.9 | 0
20:00 | -13.1 | -53.3 | 0 | 0 | 281 | 296.2 | 290.9 | 0.6 | 0
21:00 | -19.7 | -39.5 | 0 | 0 | 280 | 296 | 290.6 | 1.2 | 0
22:00 | -24.5 | -24.4 | 0 | 0 | 279.3 | 295.8 | 290.3 | 1.2 | 0
23:00 | -27.1 | -8.3 | 0 | 0 | 278.6 | 296 | 290.4 | 1 | 0
May
| solar | solar | direct | diffuse | outdoor | indoor | window | heating | blinds
| altitude | azimuth | radiation | radiation | temp. | temp. | temp. | load | closed
| (degrees) | (degrees) | (W-h/m2) | (W-h/m2) | (K) | (K) | (K) | (W-h/m2) | (% time)
midnight | -17.9 | 7.4 | 0 | 0 | 281 | 294.1 | 289.8 | 75.7 | 0
1:00 | -15.5 | 22 | 0 | 0 | 280.8 | 294.1 | 289.7 | 76.4 | 0
2:00 | -11.1 | 35.8 | 0 | 0 | 280.5 | 294.1 | 289.7 | 76.8 | 0
3:00 | -5 | 48.7 | 0 | 0 | 280.2 | 294.1 | 289.5 | 75.5 | 0
4:00 | 2.4 | 60.8 | 12.8 | 10.9 | 280.2 | 294.1 | 289.8 | 77.2 | 0
5:00 | 10.7 | 72.3 | 41.5 | 40.6 | 280.5 | 294.1 | 290.5 | 75.7 | 0
6:00 | 19.6 | 83.7 | 18 | 62.9 | 280.9 | 294.1 | 290.6 | 75.8 | 0
7:00 | 28.7 | 95.6 | 0 | 84.8 | 281.8 | 294.1 | 291 | 66.9 | 0
8:00 | 37.6 | 108.8 | 0 | 101.3 | 282.7 | 296.3 | 292.5 | 0.9 | 0
9:00 | 45.8 | 124.4 | 0 | 131.7 | 283.7 | 296.1 | 293.6 | 1.1 | 0
10:00 | 52.4 | 143.6 | 0 | 145.9 | 284.8 | 296.1 | 294.1 | 0.9 | 0
11:00 | 56.2 | 167.2 | 0 | 152.2 | 285.8 | 296.3 | 294.5 | 0.5 | 0
noon | 56.2 | -167.2 | 0 | 145.7 | 286.8 | 296.2 | 294.7 | 0.5 | 0
13:00 | 52.4 | -143.6 | 0 | 137.1 | 287.6 | 296.5 | 295.1 | 0.3 | 0
14:00 | 45.8 | -124.4 | 0 | 134.2 | 288 | 296.4 | 295.3 | 0.4 | 0
15:00 | 37.6 | -108.8 | 0 | 116.3 | 288 | 296.2 | 294.8 | 0.3 | 0
16:00 | 28.7 | -95.6 | 0 | 97.6 | 287.9 | 296.3 | 294.5 | 0.3 | 0
17:00 | 19.6 | -83.7 | 19 | 74.3 | 287.3 | 296.1 | 294.1 | 0.3 | 0
18:00 | 10.7 | -72.3 | 47.9 | 48.7 | 286.3 | 295.9 | 293.8 | 0.3 | 0
19:00 | 2.4 | -60.8 | 25.2 | 18.1 | 285.1 | 296.2 | 293 | 0.3 | 0
20:00 | -5 | -48.7 | 0 | 0 | 284 | 296.1 | 292.1 | 0.3 | 0
21:00 | -11.1 | -35.8 | 0 | 0 | 283.1 | 296 | 291.8 | 0.4 | 0
22:00 | -15.5 | -22 | 0 | 0 | 282.3 | 295.9 | 291.4 | 0.6 | 0
23:00 | -17.9 | -7.4 | 0 | 0 | 281.5 | 295.9 | 291 | 0.5 | 0
June
| solar | solar | direct | diffuse | outdoor | indoor | window | heating | blinds
| altitude | azimuth | radiation | radiation | temp. | temp. | temp. | load | closed
| (degrees) | (degrees) | (W-h/m2) | (W-h/m2) | (K) | (K) | (K) | (W-h/m2) | (% time)
midnight | -13.8 | 7 | 0 | 0 | 284.5 | 294.1 | 290.9 | 42.7 | 0
1:00 | -11.6 | 21 | 0 | 0 | 284.2 | 294.1 | 290.9 | 41.8 | 0
2:00 | -7.3 | 34.3 | 0 | 0 | 283.9 | 294.1 | 290.7 | 38.6 | 0
3:00 | -1.4 | 46.7 | 0 | 0 | 283.6 | 294.1 | 290.6 | 37.5 | 0
4:00 | 5.8 | 58.4 | 47 | 27.4 | 283.7 | 294.2 | 291.6 | 38.4 | 0
5:00 | 14 | 69.7 | 54.6 | 52.4 | 284.2 | 294.3 | 292.1 | 37.7 | 0
6:00 | 22.8 | 80.8 | 26.7 | 76.8 | 284.6 | 294.4 | 292.1 | 38.7 | 0
7:00 | 31.9 | 92.5 | 0 | 90.6 | 285.2 | 294.4 | 292.3 | 37.6 | 0
8:00 | 40.9 | 105.5 | 0 | 104.6 | 286.2 | 296.1 | 294 | 0.3 | 0
9:00 | 49.2 | 121 | 0 | 130.5 | 287.2 | 296.4 | 294.8 | 0.2 | 0
10:00 | 56.1 | 140.8 | 0 | 140.9 | 288.1 | 296.8 | 295.2 | 0.2 | 0
11:00 | 60.2 | 166 | 0 | 149.1 | 289.1 | 297.1 | 295.9 | 0.3 | 0
noon | 60.2 | -166 | 0 | 150.4 | 290 | 297.3 | 296.4 | 0.1 | 0
13:00 | 56.1 | -140.8 | 0 | 149.6 | 290.6 | 297.5 | 297 | 0 | 0
14:00 | 49.2 | -121 | 0 | 133.5 | 291 | 297.5 | 296.7 | 0 | 0
15:00 | 40.9 | -105.5 | 0 | 111.8 | 291.1 | 297.3 | 296.4 | 0 | 0
16:00 | 31.9 | -92.5 | 0 | 113.1 | 290.9 | 297.1 | 296.3 | 0 | 0
17:00 | 22.8 | -80.8 | 25.1 | 93.4 | 290.2 | 297.2 | 295.9 | 0.1 | 0
18:00 | 14 | -69.7 | 50.8 | 67.2 | 289.3 | 296.5 | 295.3 | 0.2 | 0
19:00 | 5.8 | -58.4 | 47.8 | 41 | 288.3 | 296.4 | 294.8 | 0.2 | 0
20:00 | -1.4 | -46.7 | 0 | 0 | 287.4 | 295.9 | 293.5 | 0.2 | 0
21:00 | -7.3 | -34.3 | 0 | 0 | 286.4 | 296.1 | 292.8 | 0.2 | 0
22:00 | -11.6 | -21 | 0 | 0 | 285.7 | 296 | 292.4 | 0.3 | 0
23:00 | -13.8 | -7 | 0 | 0 | 284.8 | 296.2 | 292.1 | 0.3 | 0
July
| solar | solar | direct | diffuse | outdoor | indoor | window | heating | blinds
| altitude | azimuth | radiation | radiation | temp. | temp. | temp. | load | closed
| (degrees) | (degrees) | (W-h/m2) | (W-h/m2) | (K) | (K) | (K) | (W-h/m2) | (% time)
midnight | -15.9 | 7.2 | 0 | 0 | 286.4 | 294.9 | 292.1 | 15.7 | 0
1:00 | -13.7 | 21.5 | 0 | 0 | 286.1 | 294.4 | 291.7 | 19.4 | 0
2:00 | -9.3 | 35.1 | 0 | 0 | 285.6 | 294.2 | 291.4 | 19.8 | 0
3:00 | -3.3 | 47.8 | 0 | 0 | 285.3 | 294.1 | 291.2 | 18.3 | 0
4:00 | 4 | 59.7 | 7.4 | 13.9 | 285.5 | 294.2 | 291.5 | 19.1 | 0
5:00 | 12.3 | 71 | 22.1 | 43.4 | 285.8 | 294.7 | 292.4 | 16.4 | 0
6:00 | 21.1 | 82.3 | 12.9 | 72.5 | 286.4 | 295.3 | 293.1 | 16.5 | 0
7:00 | 30.2 | 94.1 | 0 | 90.2 | 286.8 | 295.8 | 293.8 | 14.4 | 0
8:00 | 39.2 | 107.3 | 0 | 107.5 | 287.6 | 297.4 | 294.9 | 0.1 | 0
9:00 | 47.4 | 122.8 | 0 | 130 | 288.7 | 297.3 | 295.6 | 0 | 0
10:00 | 54.2 | 142.4 | 0 | 152.9 | 289.7 | 297.4 | 296.4 | 0 | 0
11:00 | 58.1 | 166.6 | 0 | 166.1 | 290.7 | 297.7 | 297.2 | 0 | 0
noon | 58.1 | -166.6 | 0 | 174.3 | 291.7 | 297.8 | 297.5 | 0 | 0
13:00 | 54.2 | -142.4 | 0 | 161.4 | 292.5 | 297.9 | 297.8 | 0 | 0
14:00 | 47.4 | -122.8 | 0 | 145.3 | 292.9 | 297.5 | 297.5 | 0 | 0
15:00 | 39.2 | -107.3 | 0 | 120.5 | 293 | 297.5 | 297.2 | 0 | 0
16:00 | 30.2 | -94.1 | 0 | 114.7 | 292.8 | 297.5 | 297.2 | 0 | 0
17:00 | 21.1 | -82.3 | 18.9 | 91.1 | 292.4 | 297.3 | 296.9 | 0 | 0
18:00 | 12.3 | -71 | 59.5 | 68.5 | 291.5 | 297.4 | 296.8 | 0 | 0
19:00 | 4 | -59.7 | 57.7 | 35.1 | 290.4 | 297.3 | 296.2 | 0 | 0
20:00 | -3.3 | -47.8 | 0 | 0 | 289.3 | 297.1 | 294.4 | 0 | 0
21:00 | -9.3 | -35.1 | 0 | 0 | 288.4 | 297.2 | 294.2 | 0 | 0
22:00 | -13.7 | -21.5 | 0 | 0 | 287.5 | 296.9 | 293.9 | 0 | 0
23:00 | -15.9 | -7.2 | 0 | 0 | 286.8 | 296.9 | 293.7 | 0 | 0
August
| solar | solar | direct | diffuse | outdoor | indoor | window | heating | blinds
| altitude | azimuth | radiation | radiation | temp. | temp. | temp. | load | closed
| (degrees) | (degrees) | (W-h/m2) | (W-h/m2) | (K) | (K) | (K) | (W-h/m2) | (% time)
midnight | -23.7 | 7.9 | 0 | 0 | 286.4 | 294.6 | 292 | 13.8 | 0
1:00 | -21.3 | 23.5 | 0 | 0 | 286 | 294.3 | 291.6 | 15.3 | 0
2:00 | -16.6 | 38.1 | 0 | 0 | 285.9 | 294.2 | 291.5 | 17 | 0
3:00 | -10.1 | 51.6 | 0 | 0 | 285.4 | 294.1 | 291.3 | 18.2 | 0
4:00 | -2.4 | 64.1 | 0 | 0 | 285.1 | 294.1 | 291.1 | 20.5 | 0
5:00 | 6 | 75.9 | 12.7 | 19 | 285.3 | 294.3 | 291.6 | 19.1 | 0
6:00 | 15.1 | 87.6 | 5.8 | 45.6 | 285.9 | 294.8 | 292.3 | 17.7 | 0
7:00 | 24.2 | 99.7 | 0 | 76 | 286.5 | 295.4 | 293.2 | 17.7 | 0
8:00 | 32.9 | 113.1 | 0 | 96.4 | 287.3 | 296.6 | 294.9 | 0 | 0
9:00 | 40.7 | 128.5 | 0 | 119 | 288.2 | 297.2 | 295.4 | 0 | 0
10:00 | 46.9 | 146.9 | 0 | 144.3 | 289.3 | 296.9 | 296 | 0 | 0
11:00 | 50.3 | 168.5 | 0 | 156.9 | 290.4 | 297.2 | 296.6 | 0 | 0
noon | 50.3 | -168.5 | 0 | 169.1 | 291.3 | 297.7 | 297.1 | 0 | 0
13:00 | 46.9 | -146.9 | 0 | 150.2 | 292 | 297.6 | 297.4 | 0 | 0
14:00 | 40.7 | -128.5 | 0 | 130.8 | 292.5 | 297.5 | 297.3 | 0 | 0
15:00 | 32.9 | -113.1 | 0 | 103.7 | 292.6 | 297.9 | 297 | 0 | 0
16:00 | 24.2 | -99.7 | 0 | 76.7 | 292.2 | 297.5 | 296.7 | 0 | 0
17:00 | 15.1 | -87.6 | 6.3 | 56.4 | 291.7 | 297.5 | 296 | 0 | 0
18:00 | 6 | -75.9 | 24.9 | 35.1 | 290.9 | 297.2 | 295.8 | 0 | 0
19:00 | -2.4 | -64.1 | 0 | 6 | 289.9 | 297.1 | 294.8 | 0 | 0
20:00 | -10.1 | -51.6 | 0 | 0 | 289 | 297 | 294.5 | 0 | 0
21:00 | -16.6 | -38.1 | 0 | 0 | 288.1 | 297.2 | 293.9 | 0 | 0
22:00 | -21.3 | -23.5 | 0 | 0 | 287.3 | 296.9 | 293.5 | 0 | 0
23:00 | -23.7 | -7.9 | 0 | 0 | 286.6 | 296.9 | 293.4 | 0 | 0
September
| solar | solar | direct | diffuse | outdoor | indoor | window | heating | blinds
| altitude | azimuth | radiation | radiation | temp. | temp. | temp. | load | closed
| (degrees) | (degrees) | (W-h/m2) | (W-h/m2) | (K) | (K) | (K) | (W-h/m2) | (% time)
midnight | -35.1 | 9.1 | 0 | 0 | 284.9 | 294.7 | 291.6 | 42.5 | 0
1:00 | -32.3 | 26.9 | 0 | 0 | 284.8 | 294.4 | 291.3 | 42.8 | 0
2:00 | -27.1 | 43.1 | 0 | 0 | 284.5 | 294.3 | 291.1 | 42.3 | 0
3:00 | -20 | 57.5 | 0 | 0 | 284.3 | 294.2 | 290.9 | 41.8 | 0
4:00 | -11.8 | 70.6 | 0 | 0 | 284.1 | 294.1 | 290.9 | 42.5 | 0
5:00 | -3 | 82.8 | 0 | 0.3 | 284 | 294.1 | 290.8 | 44.6 | 0
6:00 | 6 | 94.7 | 0 | 19.9 | 284.3 | 294.2 | 291.1 | 42.2 | 0
7:00 | 15 | 107 | 0 | 44.4 | 284.7 | 294.6 | 291.8 | 37.1 | 0
8:00 | 23.3 | 120.2 | 0 | 67.9 | 285.4 | 296.7 | 293.7 | 0.5 | 0
9:00 | 30.6 | 135 | 0 | 89.9 | 286.1 | 296.8 | 294.2 | 0.5 | 0
10:00 | 36 | 151.7 | 0 | 104.9 | 286.8 | 297.2 | 294.6 | 0.3 | 0
11:00 | 39 | 170.3 | 0 | 105.9 | 287.6 | 296.8 | 295 | 0.3 | 0
noon | 39 | -170.3 | 0 | 104.9 | 288.3 | 297.2 | 295.2 | 0.2 | 0
13:00 | 36 | -151.7 | 0 | 101.4 | 288.9 | 296.8 | 295.5 | 0.3 | 0
14:00 | 30.6 | -135 | 0 | 92.6 | 289.4 | 297.1 | 295.5 | 0.1 | 0
15:00 | 23.3 | -120.2 | 0 | 73.2 | 289.5 | 297.1 | 295.5 | 0.1 | 0
16:00 | 15 | -107 | 0 | 44.6 | 289.3 | 297.2 | 294.9 | 0 | 0
17:00 | 6 | -94.7 | 0 | 23.9 | 288.6 | 297 | 294.4 | 0.1 | 0
18:00 | -3 | -82.8 | 0 | 2.4 | 287.8 | 296.7 | 293.8 | 0.2 | 0
19:00 | -11.8 | -70.6 | 0 | 0 | 287.1 | 296.7 | 293.6 | 0.3 | 0
20:00 | -20 | -57.5 | 0 | 0 | 286.5 | 296.6 | 293.3 | 0.3 | 0
21:00 | -27.1 | -43.1 | 0 | 0 | 285.9 | 296.6 | 293.3 | 0.2 | 0
22:00 | -32.3 | -26.9 | 0 | 0 | 285.3 | 296.6 | 293 | 0.4 | 0
23:00 | -35.1 | -9.1 | 0 | 0 | 285 | 296.9 | 292.9 | 0.4 | 0
October
| solar | solar | direct | diffuse | outdoor | indoor | window | heating | blinds
| altitude | azimuth | radiation | radiation | temp. | temp. | temp. | load | closed
| (degrees) | (degrees) | (W-h/m2) | (W-h/m2) | (K) | (K) | (K) | (W-h/m2) | (% time)
midnight | -47 | 10.8 | 0 | 0 | 282.1 | 294.2 | 290.2 | 58 | 0
1:00 | -43.7 | 31.4 | 0 | 0 | 282.1 | 294.1 | 290.2 | 57.2 | 0
2:00 | -37.8 | 49.3 | 0 | 0 | 282 | 294.1 | 290.1 | 58.7 | 0
3:00 | -30.1 | 64.6 | 0 | 0 | 281.8 | 294.1 | 290.1 | 59.6 | 0
4:00 | -21.5 | 78 | 0 | 0 | 281.8 | 294.1 | 290.1 | 61.1 | 0
5:00 | -12.4 | 90.2 | 0 | 0 | 281.7 | 294.1 | 290 | 65.8 | 0
6:00 | -3.4 | 102 | 0 | 0.8 | 281.8 | 294.1 | 290.1 | 66.5 | 0
7:00 | 5.2 | 114 | 0 | 16.8 | 282.2 | 294.1 | 290.4 | 64.9 | 0
8:00 | 13 | 126.6 | 0 | 37.6 | 282.6 | 295.9 | 292 | 0.6 | 0
9:00 | 19.7 | 140.4 | 0 | 61.3 | 283.3 | 296.3 | 292.5 | 0.8 | 0
10:00 | 24.5 | 155.5 | 0 | 70.4 | 283.9 | 296.1 | 292.7 | 0.9 | 0
11:00 | 27.1 | 171.7 | 0 | 81.3 | 284.6 | 296.1 | 293.3 | 0.8 | 0
noon | 27.1 | -171.7 | 0 | 79 | 285.1 | 295.9 | 293.4 | 0.8 | 0
13:00 | 24.5 | -155.5 | 0 | 65.6 | 285.4 | 296.1 | 293.4 | 0.7 | 0
14:00 | 19.7 | -140.4 | 0 | 49.7 | 285.5 | 296.2 | 293.2 | 0.7 | 0
15:00 | 13 | -126.6 | 0 | 33.4 | 285.3 | 296.3 | 292.8 | 0.4 | 0
16:00 | 5.2 | -114 | 0 | 14.6 | 284.7 | 296 | 292.6 | 0.5 | 0
17:00 | -3.4 | -102 | 0 | 0.4 | 284.1 | 296 | 292.1 | 0.5 | 0
18:00 | -12.4 | -90.2 | 0 | 0 | 283.5 | 296.2 | 291.9 | 0.4 | 0
19:00 | -21.5 | -78 | 0 | 0 | 283.1 | 296.3 | 291.8 | 0.4 | 0
20:00 | -30.1 | -64.6 | 0 | 0 | 282.8 | 296.1 | 291.7 | 0.6 | 0
21:00 | -37.8 | -49.3 | 0 | 0 | 282.5 | 296.1 | 291.6 | 0.5 | 0
22:00 | -43.7 | -31.4 | 0 | 0 | 282.4 | 296.1 | 291.5 | 0.5 | 0
23:00 | -47 | -10.8 | 0 | 0 | 282.2 | 296.2 | 291.4 | 0.4 | 0
November
| solar | solar | direct | diffuse | outdoor | indoor | window | heating | blinds
| altitude | azimuth | radiation | radiation | temp. | temp. | temp. | load | closed
| (degrees) | (degrees) | (W-h/m2) | (W-h/m2) | (K) | (K) | (K) | (W-h/m2) | (% time)
midnight | -56.2 | 12.8 | 0 | 0 | 278.9 | 294.1 | 289.1 | 103.9 | 0
1:00 | -52.4 | 36.3 | 0 | 0 | 278.8 | 294.1 | 289.1 | 104.5 | 0
2:00 | -45.8 | 55.6 | 0 | 0 | 278.6 | 294.1 | 289.1 | 110.6 | 0
3:00 | -37.7 | 71.1 | 0 | 0 | 278.5 | 294.1 | 289 | 107 | 0
4:00 | -28.8 | 84.3 | 0 | 0 | 278.4 | 294.1 | 289 | 103 | 0
5:00 | -19.7 | 96.2 | 0 | 0 | 278.4 | 294.1 | 289 | 106.5 | 0
6:00 | -10.7 | 107.7 | 0 | 0 | 278.3 | 294.1 | 289 | 106.8 | 0
7:00 | -2.4 | 119.2 | 0 | 1 | 278.2 | 294.1 | 288.9 | 107.4 | 0
8:00 | 5 | 131.2 | 0 | 16 | 278.4 | 295.7 | 290.7 | 0.4 | 0
9:00 | 11.1 | 144.1 | 0 | 30.1 | 278.8 | 296 | 290.3 | 1.7 | 0
10:00 | 15.5 | 157.9 | 0 | 45.9 | 279.2 | 295.9 | 290.8 | 1.7 | 0
11:00 | 17.8 | 172.5 | 0 | 57.8 | 279.7 | 296 | 291 | 1.8 | 0
noon | 17.8 | -172.5 | 0 | 55.3 | 280.1 | 296.1 | 291.4 | 1.4 | 0
13:00 | 15.5 | -157.9 | 0 | 47.3 | 280.3 | 295.7 | 291.5 | 1.6 | 0
14:00 | 11.1 | -144.1 | 0 | 30.2 | 280.4 | 295.8 | 291.5 | 1.4 | 0
15:00 | 5 | -131.2 | 0 | 12.9 | 280.2 | 296 | 291.1 | 0.8 | 0
16:00 | -2.4 | -119.2 | 0 | 0 | 280 | 295.9 | 290.8 | 0.9 | 0
17:00 | -10.7 | -107.7 | 0 | 0 | 279.7 | 296 | 290.7 | 0.7 | 0
18:00 | -19.7 | -96.2 | 0 | 0 | 279.6 | 295.7 | 290.6 | 1.1 | 0
19:00 | -28.8 | -84.3 | 0 | 0 | 279.4 | 295.8 | 290.4 | 0.7 | 0
20:00 | -37.7 | -71.1 | 0 | 0 | 279.4 | 295.6 | 290.3 | 1.1 | 0
21:00 | -45.8 | -55.6 | 0 | 0 | 279.2 | 296.1 | 290.6 | 0.6 | 0
22:00 | -52.4 | -36.3 | 0 | 0 | 279 | 295.8 | 290.5 | 1 | 0
23:00 | -56.2 | -12.8 | 0 | 0 | 278.8 | 295.8 | 290.3 | 0.9 | 0
December
| solar | solar | direct | diffuse | outdoor | indoor | window | heating | blinds
| altitude | azimuth | radiation | radiation | temp. | temp. | temp. | load | closed
| (degrees) | (degrees) | (W-h/m2) | (W-h/m2) | (K) | (K) | (K) | (W-h/m2) | (% time)
midnight | -60.2 | 13.9 | 0 | 0 | 276.9 | 294.1 | 288.5 | 108.7 | 0
1:00 | -56.1 | 39.1 | 0 | 0 | 276.8 | 294.1 | 288.5 | 112.6 | 0
2:00 | -49.2 | 58.9 | 0 | 0 | 276.8 | 294.1 | 288.5 | 113 | 0
3:00 | -40.9 | 74.4 | 0 | 0 | 276.8 | 294.1 | 288.5 | 113 | 0
4:00 | -31.9 | 87.4 | 0 | 0 | 276.9 | 294.1 | 288.5 | 110.3 | 0
5:00 | -22.8 | 99.1 | 0 | 0 | 277 | 294.1 | 288.5 | 113.3 | 0
6:00 | -14 | 110.2 | 0 | 0 | 276.9 | 294.1 | 288.5 | 110.5 | 0
7:00 | -5.8 | 121.5 | 0 | 0 | 276.9 | 294.1 | 288.5 | 107.7 | 0
8:00 | 1.4 | 133.2 | 0 | 1.8 | 277.1 | 296.5 | 289.9 | 0 | 0
9:00 | 7.3 | 145.7 | 0 | 14.9 | 277.3 | 296.1 | 289.8 | 1.8 | 0
10:00 | 11.6 | 158.9 | 0 | 28.6 | 277.7 | 295.7 | 290.4 | 2.1 | 0
11:00 | 13.8 | 172.9 | 0 | 36.8 | 277.9 | 296 | 290.6 | 1.5 | 0
noon | 13.8 | -172.9 | 0 | 37.9 | 278.2 | 296 | 290.8 | 1.6 | 0
13:00 | 11.6 | -158.9 | 0 | 29 | 278.4 | 296 | 290.3 | 1.5 | 0
14:00 | 7.3 | -145.7 | 0 | 18.1 | 278.3 | 296.1 | 290.3 | 1.5 | 0
15:00 | 1.4 | -133.2 | 0 | 4.7 | 278.2 | 296 | 290.4 | 1.3 | 0
16:00 | -5.8 | -121.5 | 0 | 0 | 277.8 | 296.1 | 290 | 0.8 | 0
17:00 | -14 | -110.2 | 0 | 0 | 277.7 | 295.7 | 289.8 | 1.6 | 0
18:00 | -22.8 | -99.1 | 0 | 0 | 277.5 | 295.9 | 290.1 | 1 | 0
19:00 | -31.9 | -87.4 | 0 | 0 | 277.5 | 296.2 | 289.9 | 1 | 0
20:00 | -40.9 | -74.4 | 0 | 0 | 277.3 | 295.8 | 289.7 | 1.1 | 0
21:00 | -49.2 | -58.9 | 0 | 0 | 277.1 | 295.8 | 289.9 | 1.1 | 0
22:00 | -56.1 | -39.1 | 0 | 0 | 277.1 | 296 | 289.7 | 0.8 | 0
23:00 | -60.2 | -13.9 | 0 | 0 | 277 | 296.1 | 289.7 | 1 | 0

## Sheet63
Scenario Four (green)
Tue Dec 03 2019 23:30:20 GMT+0000 (Greenwich Mean Time)
Setup Information:
Building
Location | UK - London
Building length, side A | N/A
Building length, side B | N/A
Simulation Type
Simulation Type | one_sided
Window Description
Typology | dgu_nb
Glazing Type | clear
Window Area | 63%
Wall Description
Insulation R-Value | 99999999.9 m2-K/W
Occupancy
Type | Low-rise Residential
Occupancy Load | 0.000 people per m2
Lighting Requirements | 400 lux
Equipment Load | 0.00 W/m2
Room Ventilation
Air Change Rate per Occupant | 15.0 liters / sec per person
Total Air Change Rate | 0.0 roomfuls per hour
Lighting Control
Lighting Control | lights do not respond to daylight: all lights fully on while building is occupied
Representative Room
Orientation | north
Room Depth | 27 m
Room Width | 5 m
Room Height | 2.2 m
Thermal Mass
Thermal Mass | none
Overhang
Overhang Depth | 0 m
Roof
Roof Type | adiabatic roof
Simulation Results:
Primary Energy Use and CO2 Emissions
| heating | cooling | lighting | total | CO2
| energy | energy | energy | energy | emissions
| (kWh/m2) | (kWh/m2) | (kWh/m2) | (kWh/m2) | (kg/m2)
January | 33.6 | 0 | 7.3 | 40.9 | 8.2
February | 28.1 | 0 | 6.6 | 34.7 | 6.9
March | 32.1 | 0 | 7.3 | 39.4 | 7.9
April | 26 | 0 | 7.1 | 33.1 | 6.6
May | 18.8 | 0 | 7.3 | 26.1 | 5.2
June | 9.5 | 0 | 7.1 | 16.6 | 3.3
July | 4.3 | 0 | 7.3 | 11.6 | 2.3
August | 4.3 | 0 | 7.3 | 11.6 | 2.3
September | 10.2 | 0 | 7.1 | 17.3 | 3.5
October | 15.5 | 0 | 7.3 | 22.8 | 4.6
November | 26 | 0 | 7.1 | 33.1 | 6.6
December | 28.2 | 0 | 7.3 | 35.5 | 7.1
Total | 236.6 | 0 | 86.1 | 322.7 | 64.5 | yearly energy
January
| solar | solar | direct | diffuse | outdoor | indoor | window | heating | blinds
| altitude | azimuth | radiation | radiation | temp. | temp. | temp. | load | closed
| (degrees) | (degrees) | (W-h/m2) | (W-h/m2) | (K) | (K) | (K) | (W-h/m2) | (% time)
midnight | -58.1 | 13.3 | 0 | 0 | 275.9 | 294.1 | 288.2 | 136 | 0
1:00 | -54.2 | 37.6 | 0 | 0 | 275.8 | 294.1 | 288.2 | 135.6 | 0
2:00 | -47.5 | 57.1 | 0 | 0 | 275.8 | 294.1 | 288.2 | 134 | 0
3:00 | -39.2 | 72.7 | 0 | 0 | 275.7 | 294.1 | 288.1 | 129.9 | 0
4:00 | -30.2 | 85.8 | 0 | 0 | 275.6 | 294.1 | 288.1 | 132.6 | 0
5:00 | -21.1 | 97.6 | 0 | 0 | 275.6 | 294.1 | 288.1 | 132.5 | 0
6:00 | -12.3 | 108.9 | 0 | 0 | 275.5 | 294.1 | 288.1 | 130.1 | 0
7:00 | -4 | 120.3 | 0 | 0 | 275.5 | 294.1 | 288.1 | 129 | 0
8:00 | 3.3 | 132.2 | 0 | 5.1 | 275.7 | 296.3 | 289.4 | 0 | 0
9:00 | 9.3 | 144.9 | 0 | 20.2 | 276.1 | 295.8 | 289.6 | 2 | 0
10:00 | 13.6 | 158.4 | 0 | 34.6 | 276.5 | 295.9 | 289.7 | 2.1 | 0
11:00 | 15.9 | 172.7 | 0 | 40.5 | 276.7 | 295.5 | 290.3 | 2.3 | 0
noon | 15.9 | -172.7 | 0 | 42.7 | 277.2 | 296.2 | 290.1 | 1.7 | 0
13:00 | 13.6 | -158.4 | 0 | 38.1 | 277.6 | 296 | 290.3 | 2 | 0
14:00 | 9.3 | -144.9 | 0 | 26.7 | 277.5 | 295.9 | 290.1 | 2 | 0
15:00 | 3.3 | -132.2 | 0 | 13.2 | 277.3 | 295.4 | 290 | 1.7 | 0
16:00 | -4 | -120.3 | 0 | 0.6 | 277 | 295.8 | 290 | 0.7 | 0
17:00 | -12.3 | -108.9 | 0 | 0 | 276.8 | 295.8 | 289.7 | 1.6 | 0
18:00 | -21.1 | -97.6 | 0 | 0 | 276.5 | 296.1 | 289.6 | 0.9 | 0
19:00 | -30.2 | -85.8 | 0 | 0 | 276.3 | 295.7 | 289.6 | 1.8 | 0
20:00 | -39.2 | -72.7 | 0 | 0 | 276.1 | 295.8 | 289.5 | 1.3 | 0
21:00 | -47.5 | -57.1 | 0 | 0 | 276.1 | 295.9 | 289.4 | 0.9 | 0
22:00 | -54.2 | -37.6 | 0 | 0 | 276 | 295.7 | 289.6 | 1.5 | 0
23:00 | -58.1 | -13.3 | 0 | 0 | 275.9 | 296.2 | 289.6 | 0.8 | 0
February
| solar | solar | direct | diffuse | outdoor | indoor | window | heating | blinds
| altitude | azimuth | radiation | radiation | temp. | temp. | temp. | load | closed
| (degrees) | (degrees) | (W-h/m2) | (W-h/m2) | (K) | (K) | (K) | (W-h/m2) | (% time)
midnight | -50.4 | 11.4 | 0 | 0 | 275.4 | 294.1 | 288 | 116.6 | 0
1:00 | -46.9 | 33 | 0 | 0 | 275.3 | 294.1 | 288 | 111.1 | 0
2:00 | -40.8 | 51.4 | 0 | 0 | 275.2 | 294.1 | 288 | 115.3 | 0
3:00 | -32.9 | 66.9 | 0 | 0 | 275.2 | 294.1 | 288 | 121.8 | 0
4:00 | -24.2 | 80.2 | 0 | 0 | 275.2 | 294.1 | 288 | 123.9 | 0
5:00 | -15.1 | 92.3 | 0 | 0 | 275.1 | 294.1 | 287.9 | 128.5 | 0
6:00 | -6.1 | 104 | 0 | 0 | 275.1 | 294.1 | 287.9 | 128.3 | 0
7:00 | 2.4 | 115.9 | 0 | 2.3 | 275.1 | 294.1 | 288 | 131.9 | 0
8:00 | 10.1 | 128.3 | 0 | 20.6 | 275.5 | 296.4 | 289.8 | 0.5 | 0
9:00 | 16.5 | 141.8 | 0 | 40.4 | 276.1 | 295.6 | 289.8 | 2.6 | 0
10:00 | 21.2 | 156.4 | 0 | 55.1 | 276.7 | 296 | 290.1 | 2.4 | 0
11:00 | 23.7 | 172 | 0 | 60.6 | 277.3 | 295.7 | 290.6 | 2.7 | 0
noon | 23.7 | -172 | 0 | 65.1 | 277.9 | 296.1 | 290.8 | 2.3 | 0
13:00 | 21.2 | -156.4 | 0 | 57 | 278.4 | 295.8 | 290.9 | 2.4 | 0
14:00 | 16.5 | -141.8 | 0 | 53.5 | 278.5 | 295.9 | 290.7 | 2.2 | 0
15:00 | 10.1 | -128.3 | 0 | 36 | 278.3 | 296.3 | 290.4 | 1.8 | 0
16:00 | 2.4 | -115.9 | 0 | 14.5 | 277.7 | 296.3 | 290 | 1.5 | 0
17:00 | -6.1 | -104 | 0 | 0.3 | 277.1 | 295.9 | 289.7 | 1.5 | 0
18:00 | -15.1 | -92.3 | 0 | 0 | 276.7 | 295.8 | 289.6 | 1.3 | 0
19:00 | -24.2 | -80.2 | 0 | 0 | 276.3 | 296.1 | 289.5 | 1.1 | 0
20:00 | -32.9 | -66.9 | 0 | 0 | 276 | 295.7 | 289.4 | 1.5 | 0
21:00 | -40.8 | -51.4 | 0 | 0 | 275.7 | 295.9 | 289.5 | 0.9 | 0
22:00 | -46.9 | -33 | 0 | 0 | 275.5 | 296.1 | 289.4 | 1.1 | 0
23:00 | -50.4 | -11.4 | 0 | 0 | 275.4 | 296 | 289.1 | 0.9 | 0
March
| solar | solar | direct | diffuse | outdoor | indoor | window | heating | blinds
| altitude | azimuth | radiation | radiation | temp. | temp. | temp. | load | closed
| (degrees) | (degrees) | (W-h/m2) | (W-h/m2) | (K) | (K) | (K) | (W-h/m2) | (% time)
midnight | -39 | 9.6 | 0 | 0 | 276.9 | 294.1 | 288.5 | 128.2 | 0
1:00 | -36 | 28.2 | 0 | 0 | 276.8 | 294.1 | 288.5 | 132.3 | 0
2:00 | -30.6 | 45 | 0 | 0 | 276.7 | 294.1 | 288.4 | 136.5 | 0
3:00 | -23.4 | 59.7 | 0 | 0 | 276.5 | 294.1 | 288.4 | 129 | 0
4:00 | -15 | 72.9 | 0 | 0 | 276.3 | 294.1 | 288.3 | 130.3 | 0
5:00 | -6.1 | 85.2 | 0 | 0 | 276.4 | 294.1 | 288.3 | 125.1 | 0
6:00 | 2.9 | 97.1 | 0 | 4.1 | 276.6 | 294.1 | 288.4 | 117.5 | 0
7:00 | 11.8 | 109.3 | 0 | 24.9 | 276.9 | 294.1 | 288.8 | 113.8 | 0
8:00 | 20 | 122.4 | 0 | 48.1 | 277.4 | 296.2 | 290.3 | 1.1 | 0
9:00 | 27 | 136.9 | 0 | 66.7 | 278 | 295.7 | 290.8 | 2.1 | 0
10:00 | 32.2 | 153.1 | 0 | 85.8 | 278.8 | 296.2 | 291.2 | 1.7 | 0
11:00 | 35.1 | 170.8 | 0 | 100 | 279.8 | 295.9 | 291.7 | 2.1 | 0
noon | 35.1 | -170.8 | 0 | 101.7 | 280.5 | 295.8 | 292.1 | 2 | 0
13:00 | 32.2 | -153.1 | 0 | 93 | 281.2 | 296.2 | 292.2 | 1.5 | 0
14:00 | 27 | -136.9 | 0 | 79.8 | 281.5 | 295.5 | 292.2 | 1.6 | 0
15:00 | 20 | -122.4 | 0 | 58.9 | 281.4 | 295.7 | 291.7 | 1.6 | 0
16:00 | 11.8 | -109.3 | 0 | 34.5 | 280.9 | 296 | 291.2 | 1.5 | 0
17:00 | 2.9 | -97.1 | 0 | 15.4 | 280.1 | 296 | 291.1 | 1.4 | 0
18:00 | -6.1 | -85.2 | 0 | 0 | 279.4 | 296 | 290.7 | 1 | 0
19:00 | -15 | -72.9 | 0 | 0 | 278.7 | 296.4 | 290.4 | 1.1 | 0
20:00 | -23.4 | -59.7 | 0 | 0 | 278.2 | 296.2 | 290.2 | 1.3 | 0
21:00 | -30.6 | -45 | 0 | 0 | 277.8 | 295.9 | 289.8 | 1.7 | 0
22:00 | -36 | -28.2 | 0 | 0 | 277.3 | 295.7 | 289.9 | 1.4 | 0
23:00 | -39 | -9.6 | 0 | 0 | 277.1 | 296.2 | 289.8 | 1.2 | 0
April
| solar | solar | direct | diffuse | outdoor | indoor | window | heating | blinds
| altitude | azimuth | radiation | radiation | temp. | temp. | temp. | load | closed
| (degrees) | (degrees) | (W-h/m2) | (W-h/m2) | (K) | (K) | (K) | (W-h/m2) | (% time)
midnight | -27.1 | 8.3 | 0 | 0 | 278.5 | 294.1 | 289 | 105.6 | 0
1:00 | -24.5 | 24.4 | 0 | 0 | 278.2 | 294.1 | 288.9 | 103.7 | 0
2:00 | -19.7 | 39.5 | 0 | 0 | 278 | 294.1 | 288.9 | 105.4 | 0
3:00 | -13.1 | 53.3 | 0 | 0 | 277.7 | 294.1 | 288.8 | 107.4 | 0
4:00 | -5.2 | 66 | 0 | 0 | 277.4 | 294.1 | 288.7 | 106.4 | 0
5:00 | 3.4 | 78 | 3 | 8 | 277.6 | 294.1 | 288.8 | 105.1 | 0
6:00 | 12.4 | 89.8 | 0.4 | 33.9 | 278.1 | 294.1 | 289.2 | 107.8 | 0
7:00 | 21.5 | 102 | 0 | 60.7 | 278.8 | 294.1 | 289.8 | 103.8 | 0
8:00 | 30.1 | 115.3 | 0 | 79.7 | 279.5 | 295.7 | 291.5 | 1.9 | 0
9:00 | 37.7 | 130.6 | 0 | 102.3 | 280.6 | 296 | 291.8 | 2.1 | 0
10:00 | 43.7 | 148.5 | 0 | 121.4 | 281.5 | 296 | 292.5 | 2.1 | 0
11:00 | 47 | 169.1 | 0 | 133.9 | 282.5 | 295.7 | 293.2 | 1.9 | 0
noon | 47 | -169.1 | 0 | 135.6 | 283.5 | 295.5 | 293.5 | 1.5 | 0
13:00 | 43.7 | -148.5 | 0 | 127.4 | 284.2 | 296 | 293.6 | 1.2 | 0
14:00 | 37.7 | -130.6 | 0 | 116.3 | 284.7 | 296 | 293.6 | 1 | 0
15:00 | 30.1 | -115.3 | 0 | 86.8 | 285 | 296.1 | 293.5 | 0.9 | 0
16:00 | 21.5 | -102 | 0 | 66.8 | 284.7 | 296 | 293.1 | 0.8 | 0
17:00 | 12.4 | -89.8 | 0.5 | 41.3 | 283.9 | 296.3 | 292.4 | 0.9 | 0
18:00 | 3.4 | -78 | 12.3 | 16.4 | 283 | 296 | 292 | 1.1 | 0
19:00 | -5.2 | -66 | 0 | 0 | 282 | 295.6 | 291.5 | 0.8 | 0
20:00 | -13.1 | -53.3 | 0 | 0 | 281 | 296.1 | 291.1 | 0.7 | 0
21:00 | -19.7 | -39.5 | 0 | 0 | 280 | 295.8 | 290.6 | 1.2 | 0
22:00 | -24.5 | -24.4 | 0 | 0 | 279.3 | 295.5 | 290.7 | 1.2 | 0
23:00 | -27.1 | -8.3 | 0 | 0 | 278.6 | 295.8 | 290.3 | 1 | 0
May
| solar | solar | direct | diffuse | outdoor | indoor | window | heating | blinds
| altitude | azimuth | radiation | radiation | temp. | temp. | temp. | load | closed
| (degrees) | (degrees) | (W-h/m2) | (W-h/m2) | (K) | (K) | (K) | (W-h/m2) | (% time)
midnight | -17.9 | 7.4 | 0 | 0 | 281 | 294.1 | 289.8 | 75.7 | 0
1:00 | -15.5 | 22 | 0 | 0 | 280.8 | 294.1 | 289.7 | 76.4 | 0
2:00 | -11.1 | 35.8 | 0 | 0 | 280.5 | 294.1 | 289.7 | 76.9 | 0
3:00 | -5 | 48.7 | 0 | 0 | 280.2 | 294.1 | 289.5 | 75.6 | 0
4:00 | 2.4 | 60.8 | 12.8 | 10.9 | 280.2 | 294.1 | 289.8 | 77.2 | 0
5:00 | 10.7 | 72.3 | 41.5 | 40.6 | 280.5 | 294.1 | 290.5 | 75.7 | 0
6:00 | 19.6 | 83.7 | 18 | 62.9 | 280.9 | 294.1 | 290.6 | 75.8 | 0
7:00 | 28.7 | 95.6 | 0 | 84.8 | 281.8 | 294.1 | 291 | 66.9 | 0
8:00 | 37.6 | 108.8 | 0 | 101.3 | 282.7 | 296.3 | 292.4 | 0.9 | 0
9:00 | 45.8 | 124.4 | 0 | 131.7 | 283.7 | 296.3 | 293.6 | 1.1 | 0
10:00 | 52.4 | 143.6 | 0 | 145.9 | 284.8 | 296.1 | 293.9 | 0.9 | 0
11:00 | 56.2 | 167.2 | 0 | 152.2 | 285.8 | 296.1 | 294.3 | 0.4 | 0
noon | 56.2 | -167.2 | 0 | 145.7 | 286.8 | 296.2 | 294.6 | 0.5 | 0
13:00 | 52.4 | -143.6 | 0 | 137.1 | 287.6 | 296.5 | 295.1 | 0.4 | 0
14:00 | 45.8 | -124.4 | 0 | 134.2 | 288 | 296.5 | 295.2 | 0.5 | 0
15:00 | 37.6 | -108.8 | 0 | 116.3 | 288 | 296.2 | 294.9 | 0.3 | 0
16:00 | 28.7 | -95.6 | 0 | 97.6 | 287.9 | 296 | 294.7 | 0.3 | 0
17:00 | 19.6 | -83.7 | 19 | 74.3 | 287.3 | 296.3 | 293.9 | 0.3 | 0
18:00 | 10.7 | -72.3 | 47.9 | 48.7 | 286.3 | 295.9 | 293.7 | 0.3 | 0
19:00 | 2.4 | -60.8 | 25.2 | 18.1 | 285.1 | 296.1 | 292.8 | 0.3 | 0
20:00 | -5 | -48.7 | 0 | 0 | 284 | 296 | 292.1 | 0.3 | 0
21:00 | -11.1 | -35.8 | 0 | 0 | 283.1 | 296 | 291.8 | 0.3 | 0
22:00 | -15.5 | -22 | 0 | 0 | 282.3 | 296 | 291.5 | 0.5 | 0
23:00 | -17.9 | -7.4 | 0 | 0 | 281.5 | 295.9 | 290.9 | 0.7 | 0
June
| solar | solar | direct | diffuse | outdoor | indoor | window | heating | blinds
| altitude | azimuth | radiation | radiation | temp. | temp. | temp. | load | closed
| (degrees) | (degrees) | (W-h/m2) | (W-h/m2) | (K) | (K) | (K) | (W-h/m2) | (% time)
midnight | -13.8 | 7 | 0 | 0 | 284.5 | 294.1 | 290.9 | 42.6 | 0
1:00 | -11.6 | 21 | 0 | 0 | 284.2 | 294.1 | 290.9 | 41.8 | 0
2:00 | -7.3 | 34.3 | 0 | 0 | 283.9 | 294.1 | 290.7 | 38.6 | 0
3:00 | -1.4 | 46.7 | 0 | 0 | 283.6 | 294.1 | 290.6 | 37.5 | 0
4:00 | 5.8 | 58.4 | 47 | 27.4 | 283.7 | 294.2 | 291.6 | 38.4 | 0
5:00 | 14 | 69.7 | 54.6 | 52.4 | 284.2 | 294.3 | 292.1 | 37.7 | 0
6:00 | 22.8 | 80.8 | 26.7 | 76.8 | 284.6 | 294.4 | 292.1 | 38.7 | 0
7:00 | 31.9 | 92.5 | 0 | 90.6 | 285.2 | 294.4 | 292.3 | 37.6 | 0
8:00 | 40.9 | 105.5 | 0 | 104.6 | 286.2 | 296.1 | 294 | 0.3 | 0
9:00 | 49.2 | 121 | 0 | 130.5 | 287.2 | 296.4 | 294.8 | 0.2 | 0
10:00 | 56.1 | 140.8 | 0 | 140.9 | 288.1 | 296.7 | 295.1 | 0.2 | 0
11:00 | 60.2 | 166 | 0 | 149.1 | 289.1 | 296.9 | 295.9 | 0.3 | 0
noon | 60.2 | -166 | 0 | 150.4 | 290 | 297.4 | 296.5 | 0.1 | 0
13:00 | 56.1 | -140.8 | 0 | 149.6 | 290.6 | 297.2 | 296.9 | 0 | 0
14:00 | 49.2 | -121 | 0 | 133.5 | 291 | 297.6 | 296.8 | 0 | 0
15:00 | 40.9 | -105.5 | 0 | 111.8 | 291.1 | 297.5 | 296.3 | 0 | 0
16:00 | 31.9 | -92.5 | 0 | 113.1 | 290.9 | 297.3 | 296.3 | 0 | 0
17:00 | 22.8 | -80.8 | 25.1 | 93.4 | 290.2 | 297 | 295.9 | 0.2 | 0
18:00 | 14 | -69.7 | 50.8 | 67.2 | 289.3 | 296.7 | 295.3 | 0.3 | 0
19:00 | 5.8 | -58.4 | 47.8 | 41 | 288.3 | 296.6 | 294.6 | 0.2 | 0
20:00 | -1.4 | -46.7 | 0 | 0 | 287.4 | 296 | 293.4 | 0.1 | 0
21:00 | -7.3 | -34.3 | 0 | 0 | 286.4 | 296.2 | 292.8 | 0.2 | 0
22:00 | -11.6 | -21 | 0 | 0 | 285.7 | 296 | 292.5 | 0.3 | 0
23:00 | -13.8 | -7 | 0 | 0 | 284.8 | 296.3 | 292.3 | 0.3 | 0
July
| solar | solar | direct | diffuse | outdoor | indoor | window | heating | blinds
| altitude | azimuth | radiation | radiation | temp. | temp. | temp. | load | closed
| (degrees) | (degrees) | (W-h/m2) | (W-h/m2) | (K) | (K) | (K) | (W-h/m2) | (% time)
midnight | -15.9 | 7.2 | 0 | 0 | 286.4 | 294.8 | 292.2 | 15.7 | 0
1:00 | -13.7 | 21.5 | 0 | 0 | 286.1 | 294.4 | 291.7 | 19.4 | 0
2:00 | -9.3 | 35.1 | 0 | 0 | 285.6 | 294.2 | 291.4 | 19.8 | 0
3:00 | -3.3 | 47.8 | 0 | 0 | 285.3 | 294.1 | 291.2 | 18.3 | 0
4:00 | 4 | 59.7 | 7.4 | 13.9 | 285.5 | 294.2 | 291.5 | 19.1 | 0
5:00 | 12.3 | 71 | 22.1 | 43.4 | 285.8 | 294.8 | 292.4 | 16.4 | 0
6:00 | 21.1 | 82.3 | 12.9 | 72.5 | 286.4 | 295.3 | 293.2 | 16.5 | 0
7:00 | 30.2 | 94.1 | 0 | 90.2 | 286.8 | 295.8 | 293.8 | 14.4 | 0
8:00 | 39.2 | 107.3 | 0 | 107.5 | 287.6 | 297.3 | 295 | 0.1 | 0
9:00 | 47.4 | 122.8 | 0 | 130 | 288.7 | 297.1 | 295.6 | 0 | 0
10:00 | 54.2 | 142.4 | 0 | 152.9 | 289.7 | 297.4 | 296.4 | 0 | 0
11:00 | 58.1 | 166.6 | 0 | 166.1 | 290.7 | 297.7 | 297.2 | 0 | 0
noon | 58.1 | -166.6 | 0 | 174.3 | 291.7 | 297.7 | 297.5 | 0 | 0
13:00 | 54.2 | -142.4 | 0 | 161.4 | 292.5 | 297.9 | 297.9 | 0 | 0
14:00 | 47.4 | -122.8 | 0 | 145.3 | 292.9 | 297.6 | 297.6 | 0 | 0
15:00 | 39.2 | -107.3 | 0 | 120.5 | 293 | 297.6 | 297.3 | 0 | 0
16:00 | 30.2 | -94.1 | 0 | 114.7 | 292.8 | 297.6 | 297.2 | 0 | 0
17:00 | 21.1 | -82.3 | 18.9 | 91.1 | 292.4 | 297.3 | 296.8 | 0 | 0
18:00 | 12.3 | -71 | 59.5 | 68.5 | 291.5 | 297.5 | 296.8 | 0 | 0
19:00 | 4 | -59.7 | 57.7 | 35.1 | 290.4 | 297.4 | 296.2 | 0 | 0
20:00 | -3.3 | -47.8 | 0 | 0 | 289.3 | 297.1 | 294.3 | 0 | 0
21:00 | -9.3 | -35.1 | 0 | 0 | 288.4 | 297.2 | 294.1 | 0 | 0
22:00 | -13.7 | -21.5 | 0 | 0 | 287.5 | 297.1 | 293.9 | 0 | 0
23:00 | -15.9 | -7.2 | 0 | 0 | 286.8 | 297.1 | 293.5 | 0 | 0
August
| solar | solar | direct | diffuse | outdoor | indoor | window | heating | blinds
| altitude | azimuth | radiation | radiation | temp. | temp. | temp. | load | closed
| (degrees) | (degrees) | (W-h/m2) | (W-h/m2) | (K) | (K) | (K) | (W-h/m2) | (% time)
midnight | -23.7 | 7.9 | 0 | 0 | 286.4 | 294.6 | 292 | 13.8 | 0
1:00 | -21.3 | 23.5 | 0 | 0 | 286 | 294.3 | 291.6 | 15.3 | 0
2:00 | -16.6 | 38.1 | 0 | 0 | 285.9 | 294.2 | 291.5 | 17 | 0
3:00 | -10.1 | 51.6 | 0 | 0 | 285.4 | 294.1 | 291.3 | 18.2 | 0
4:00 | -2.4 | 64.1 | 0 | 0 | 285.1 | 294.1 | 291.1 | 20.5 | 0
5:00 | 6 | 75.9 | 12.7 | 19 | 285.3 | 294.3 | 291.6 | 19.1 | 0
6:00 | 15.1 | 87.6 | 5.8 | 45.6 | 285.9 | 294.8 | 292.3 | 17.7 | 0
7:00 | 24.2 | 99.7 | 0 | 76 | 286.5 | 295.4 | 293.2 | 17.7 | 0
8:00 | 32.9 | 113.1 | 0 | 96.4 | 287.3 | 296.6 | 294.9 | 0 | 0
9:00 | 40.7 | 128.5 | 0 | 119 | 288.2 | 297.2 | 295.4 | 0 | 0
10:00 | 46.9 | 146.9 | 0 | 144.3 | 289.3 | 297.1 | 295.9 | 0 | 0
11:00 | 50.3 | 168.5 | 0 | 156.9 | 290.4 | 297.3 | 296.5 | 0 | 0
noon | 50.3 | -168.5 | 0 | 169.1 | 291.3 | 297.4 | 297 | 0 | 0
13:00 | 46.9 | -146.9 | 0 | 150.2 | 292 | 297.7 | 297.3 | 0 | 0
14:00 | 40.7 | -128.5 | 0 | 130.8 | 292.5 | 297.5 | 297.3 | 0 | 0
15:00 | 32.9 | -113.1 | 0 | 103.7 | 292.6 | 297.7 | 297 | 0 | 0
16:00 | 24.2 | -99.7 | 0 | 76.7 | 292.2 | 297.6 | 296.6 | 0 | 0
17:00 | 15.1 | -87.6 | 6.3 | 56.4 | 291.7 | 297.4 | 296 | 0 | 0
18:00 | 6 | -75.9 | 24.9 | 35.1 | 290.9 | 297.3 | 295.9 | 0 | 0
19:00 | -2.4 | -64.1 | 0 | 6 | 289.9 | 297.1 | 294.8 | 0 | 0
20:00 | -10.1 | -51.6 | 0 | 0 | 289 | 296.9 | 294.5 | 0 | 0
21:00 | -16.6 | -38.1 | 0 | 0 | 288.1 | 297 | 293.9 | 0 | 0
22:00 | -21.3 | -23.5 | 0 | 0 | 287.3 | 296.8 | 293.7 | 0 | 0
23:00 | -23.7 | -7.9 | 0 | 0 | 286.6 | 296.9 | 293.4 | 0 | 0
September
| solar | solar | direct | diffuse | outdoor | indoor | window | heating | blinds
| altitude | azimuth | radiation | radiation | temp. | temp. | temp. | load | closed
| (degrees) | (degrees) | (W-h/m2) | (W-h/m2) | (K) | (K) | (K) | (W-h/m2) | (% time)
midnight | -35.1 | 9.1 | 0 | 0 | 284.9 | 294.7 | 291.6 | 42.4 | 0
1:00 | -32.3 | 26.9 | 0 | 0 | 284.8 | 294.4 | 291.3 | 42.8 | 0
2:00 | -27.1 | 43.1 | 0 | 0 | 284.5 | 294.3 | 291.1 | 42.4 | 0
3:00 | -20 | 57.5 | 0 | 0 | 284.3 | 294.2 | 290.9 | 41.8 | 0
4:00 | -11.8 | 70.6 | 0 | 0 | 284.1 | 294.1 | 290.9 | 42.5 | 0
5:00 | -3 | 82.8 | 0 | 0.3 | 284 | 294.1 | 290.8 | 44.7 | 0
6:00 | 6 | 94.7 | 0 | 19.9 | 284.3 | 294.2 | 291.1 | 42.2 | 0
7:00 | 15 | 107 | 0 | 44.4 | 284.7 | 294.6 | 291.8 | 37.1 | 0
8:00 | 23.3 | 120.2 | 0 | 67.9 | 285.4 | 296.7 | 293.7 | 0.4 | 0
9:00 | 30.6 | 135 | 0 | 89.9 | 286.1 | 296.8 | 294.1 | 0.5 | 0
10:00 | 36 | 151.7 | 0 | 104.9 | 286.8 | 297.2 | 294.6 | 0.3 | 0
11:00 | 39 | 170.3 | 0 | 105.9 | 287.6 | 296.7 | 295.1 | 0.3 | 0
noon | 39 | -170.3 | 0 | 104.9 | 288.3 | 297 | 295.3 | 0.2 | 0
13:00 | 36 | -151.7 | 0 | 101.4 | 288.9 | 296.9 | 295.5 | 0.2 | 0
14:00 | 30.6 | -135 | 0 | 92.6 | 289.4 | 297.2 | 295.4 | 0.1 | 0
15:00 | 23.3 | -120.2 | 0 | 73.2 | 289.5 | 297.1 | 295.2 | 0.1 | 0
16:00 | 15 | -107 | 0 | 44.6 | 289.3 | 297 | 294.8 | 0.1 | 0
17:00 | 6 | -94.7 | 0 | 23.9 | 288.6 | 296.9 | 294.3 | 0.1 | 0
18:00 | -3 | -82.8 | 0 | 2.4 | 287.8 | 296.6 | 293.9 | 0.2 | 0
19:00 | -11.8 | -70.6 | 0 | 0 | 287.1 | 296.7 | 293.5 | 0.3 | 0
20:00 | -20 | -57.5 | 0 | 0 | 286.5 | 296.5 | 293.4 | 0.4 | 0
21:00 | -27.1 | -43.1 | 0 | 0 | 285.9 | 297 | 293.2 | 0.2 | 0
22:00 | -32.3 | -26.9 | 0 | 0 | 285.3 | 297 | 292.9 | 0.4 | 0
23:00 | -35.1 | -9.1 | 0 | 0 | 285 | 296.8 | 292.7 | 0.5 | 0
October
| solar | solar | direct | diffuse | outdoor | indoor | window | heating | blinds
| altitude | azimuth | radiation | radiation | temp. | temp. | temp. | load | closed
| (degrees) | (degrees) | (W-h/m2) | (W-h/m2) | (K) | (K) | (K) | (W-h/m2) | (% time)
midnight | -47 | 10.8 | 0 | 0 | 282.1 | 294.2 | 290.2 | 58.2 | 0
1:00 | -43.7 | 31.4 | 0 | 0 | 282.1 | 294.1 | 290.2 | 57.2 | 0
2:00 | -37.8 | 49.3 | 0 | 0 | 282 | 294.1 | 290.1 | 58.7 | 0
3:00 | -30.1 | 64.6 | 0 | 0 | 281.8 | 294.1 | 290.1 | 59.6 | 0
4:00 | -21.5 | 78 | 0 | 0 | 281.8 | 294.1 | 290.1 | 61.1 | 0
5:00 | -12.4 | 90.2 | 0 | 0 | 281.7 | 294.1 | 290 | 65.8 | 0
6:00 | -3.4 | 102 | 0 | 0.8 | 281.8 | 294.1 | 290.1 | 66.5 | 0
7:00 | 5.2 | 114 | 0 | 16.8 | 282.2 | 294.1 | 290.4 | 64.9 | 0
8:00 | 13 | 126.6 | 0 | 37.6 | 282.6 | 296 | 292 | 0.6 | 0
9:00 | 19.7 | 140.4 | 0 | 61.3 | 283.3 | 296.4 | 292.4 | 0.8 | 0
10:00 | 24.5 | 155.5 | 0 | 70.4 | 283.9 | 296 | 292.7 | 0.9 | 0
11:00 | 27.1 | 171.7 | 0 | 81.3 | 284.6 | 296.2 | 293.3 | 0.8 | 0
noon | 27.1 | -171.7 | 0 | 79 | 285.1 | 296.1 | 293.4 | 0.8 | 0
13:00 | 24.5 | -155.5 | 0 | 65.6 | 285.4 | 296.1 | 293.2 | 0.7 | 0
14:00 | 19.7 | -140.4 | 0 | 49.7 | 285.5 | 296.2 | 293.3 | 0.7 | 0
15:00 | 13 | -126.6 | 0 | 33.4 | 285.3 | 296.1 | 292.8 | 0.5 | 0
16:00 | 5.2 | -114 | 0 | 14.6 | 284.7 | 296.1 | 292.4 | 0.4 | 0
17:00 | -3.4 | -102 | 0 | 0.4 | 284.1 | 295.9 | 292 | 0.5 | 0
18:00 | -12.4 | -90.2 | 0 | 0 | 283.5 | 296.3 | 291.9 | 0.3 | 0
19:00 | -21.5 | -78 | 0 | 0 | 283.1 | 296.3 | 291.7 | 0.5 | 0
20:00 | -30.1 | -64.6 | 0 | 0 | 282.8 | 296.1 | 291.7 | 0.6 | 0
21:00 | -37.8 | -49.3 | 0 | 0 | 282.5 | 296.3 | 291.5 | 0.5 | 0
22:00 | -43.7 | -31.4 | 0 | 0 | 282.4 | 296.4 | 291.5 | 0.4 | 0
23:00 | -47 | -10.8 | 0 | 0 | 282.2 | 296.1 | 291.6 | 0.5 | 0
November
| solar | solar | direct | diffuse | outdoor | indoor | window | heating | blinds
| altitude | azimuth | radiation | radiation | temp. | temp. | temp. | load | closed
| (degrees) | (degrees) | (W-h/m2) | (W-h/m2) | (K) | (K) | (K) | (W-h/m2) | (% time)
midnight | -56.2 | 12.8 | 0 | 0 | 278.9 | 294.1 | 289.1 | 104 | 0
1:00 | -52.4 | 36.3 | 0 | 0 | 278.8 | 294.1 | 289.1 | 104.5 | 0
2:00 | -45.8 | 55.6 | 0 | 0 | 278.6 | 294.1 | 289.1 | 110.7 | 0
3:00 | -37.7 | 71.1 | 0 | 0 | 278.5 | 294.1 | 289 | 107.1 | 0
4:00 | -28.8 | 84.3 | 0 | 0 | 278.4 | 294.1 | 289 | 103 | 0
5:00 | -19.7 | 96.2 | 0 | 0 | 278.4 | 294.1 | 289 | 106.5 | 0
6:00 | -10.7 | 107.7 | 0 | 0 | 278.3 | 294.1 | 289 | 106.8 | 0
7:00 | -2.4 | 119.2 | 0 | 1 | 278.2 | 294.1 | 288.9 | 107.4 | 0
8:00 | 5 | 131.2 | 0 | 16 | 278.4 | 295.7 | 290.7 | 0.4 | 0
9:00 | 11.1 | 144.1 | 0 | 30.1 | 278.8 | 295.8 | 290.3 | 1.7 | 0
10:00 | 15.5 | 157.9 | 0 | 45.9 | 279.2 | 295.9 | 290.8 | 1.7 | 0
11:00 | 17.8 | 172.5 | 0 | 57.8 | 279.7 | 295.9 | 291.1 | 1.8 | 0
noon | 17.8 | -172.5 | 0 | 55.3 | 280.1 | 296.1 | 291.4 | 1.4 | 0
13:00 | 15.5 | -157.9 | 0 | 47.3 | 280.3 | 295.8 | 291.5 | 1.6 | 0
14:00 | 11.1 | -144.1 | 0 | 30.2 | 280.4 | 295.7 | 291.5 | 1.3 | 0
15:00 | 5 | -131.2 | 0 | 12.9 | 280.2 | 296.1 | 291.2 | 0.8 | 0
16:00 | -2.4 | -119.2 | 0 | 0 | 280 | 295.8 | 290.8 | 1 | 0
17:00 | -10.7 | -107.7 | 0 | 0 | 279.7 | 296 | 290.7 | 0.6 | 0
18:00 | -19.7 | -96.2 | 0 | 0 | 279.6 | 295.8 | 290.9 | 1.2 | 0
19:00 | -28.8 | -84.3 | 0 | 0 | 279.4 | 295.9 | 290.5 | 0.6 | 0
20:00 | -37.7 | -71.1 | 0 | 0 | 279.4 | 296 | 290.6 | 0.9 | 0
21:00 | -45.8 | -55.6 | 0 | 0 | 279.2 | 296 | 290.5 | 0.7 | 0
22:00 | -52.4 | -36.3 | 0 | 0 | 279 | 296.1 | 290.4 | 0.8 | 0
23:00 | -56.2 | -12.8 | 0 | 0 | 278.8 | 295.8 | 290.2 | 1 | 0
December
| solar | solar | direct | diffuse | outdoor | indoor | window | heating | blinds
| altitude | azimuth | radiation | radiation | temp. | temp. | temp. | load | closed
| (degrees) | (degrees) | (W-h/m2) | (W-h/m2) | (K) | (K) | (K) | (W-h/m2) | (% time)
midnight | -60.2 | 13.9 | 0 | 0 | 276.9 | 294.1 | 288.5 | 109 | 0
1:00 | -56.1 | 39.1 | 0 | 0 | 276.8 | 294.1 | 288.5 | 112.6 | 0
2:00 | -49.2 | 58.9 | 0 | 0 | 276.8 | 294.1 | 288.5 | 113 | 0
3:00 | -40.9 | 74.4 | 0 | 0 | 276.8 | 294.1 | 288.5 | 113 | 0
4:00 | -31.9 | 87.4 | 0 | 0 | 276.9 | 294.1 | 288.5 | 110.4 | 0
5:00 | -22.8 | 99.1 | 0 | 0 | 277 | 294.1 | 288.5 | 113.4 | 0
6:00 | -14 | 110.2 | 0 | 0 | 276.9 | 294.1 | 288.5 | 110.5 | 0
7:00 | -5.8 | 121.5 | 0 | 0 | 276.9 | 294.1 | 288.5 | 107.8 | 0
8:00 | 1.4 | 133.2 | 0 | 1.8 | 277.1 | 296.4 | 289.9 | 0 | 0
9:00 | 7.3 | 145.7 | 0 | 14.9 | 277.3 | 296 | 289.7 | 1.8 | 0
10:00 | 11.6 | 158.9 | 0 | 28.6 | 277.7 | 295.7 | 290.5 | 2 | 0
11:00 | 13.8 | 172.9 | 0 | 36.8 | 277.9 | 295.9 | 290.5 | 1.3 | 0
noon | 13.8 | -172.9 | 0 | 37.9 | 278.2 | 296 | 290.6 | 1.7 | 0
13:00 | 11.6 | -158.9 | 0 | 29 | 278.4 | 296.3 | 290.3 | 1.4 | 0
14:00 | 7.3 | -145.7 | 0 | 18.1 | 278.3 | 296 | 290.1 | 1.6 | 0
15:00 | 1.4 | -133.2 | 0 | 4.7 | 278.2 | 295.9 | 290.3 | 1.2 | 0
16:00 | -5.8 | -121.5 | 0 | 0 | 277.8 | 295.9 | 289.9 | 0.9 | 0
17:00 | -14 | -110.2 | 0 | 0 | 277.7 | 295.9 | 290 | 1.3 | 0
18:00 | -22.8 | -99.1 | 0 | 0 | 277.5 | 296.1 | 289.9 | 0.6 | 0
19:00 | -31.9 | -87.4 | 0 | 0 | 277.5 | 295.8 | 289.6 | 1.3 | 0
20:00 | -40.9 | -74.4 | 0 | 0 | 277.3 | 295.8 | 289.9 | 0.9 | 0
21:00 | -49.2 | -58.9 | 0 | 0 | 277.1 | 295.9 | 289.9 | 1.1 | 0
22:00 | -56.1 | -39.1 | 0 | 0 | 277.1 | 296.2 | 289.8 | 0.7 | 0
23:00 | -60.2 | -13.9 | 0 | 0 | 277 | 295.8 | 289.6 | 1.2 | 0

## Sheet64
Scenario One (blue)
Tue Dec 03 2019 23:31:23 GMT+0000 (Greenwich Mean Time)
Setup Information:
Building
Location | UK - London
Building length, side A | N/A
Building length, side B | N/A
Simulation Type
Simulation Type | one_sided
Window Description
Typology | dgu_nb
Glazing Type | clear
Window Area | 64%
Wall Description
Insulation R-Value | 99999999.9 m2-K/W
Occupancy
Type | Low-rise Residential
Occupancy Load | 0.000 people per m2
Lighting Requirements | 400 lux
Equipment Load | 0.00 W/m2
Room Ventilation
Air Change Rate per Occupant | 15.0 liters / sec per person
Total Air Change Rate | 0.0 roomfuls per hour
Lighting Control
Lighting Control | lights do not respond to daylight: all lights fully on while building is occupied
Representative Room
Orientation | north
Room Depth | 27 m
Room Width | 5 m
Room Height | 2.2 m
Thermal Mass
Thermal Mass | none
Overhang
Overhang Depth | 0 m
Roof
Roof Type | adiabatic roof
Simulation Results:
Primary Energy Use and CO2 Emissions
| heating | cooling | lighting | total | CO2
| energy | energy | energy | energy | emissions
| (kWh/m2) | (kWh/m2) | (kWh/m2) | (kWh/m2) | (kg/m2)
January | 33.6 | 0 | 7.3 | 40.9 | 8.2
February | 28.1 | 0 | 6.6 | 34.7 | 6.9
March | 32.1 | 0 | 7.3 | 39.4 | 7.9
April | 26 | 0 | 7.1 | 33.1 | 6.6
May | 18.8 | 0 | 7.3 | 26.1 | 5.2
June | 9.5 | 0 | 7.1 | 16.6 | 3.3
July | 4.3 | 0 | 7.3 | 11.6 | 2.3
August | 4.3 | 0 | 7.3 | 11.6 | 2.3
September | 10.2 | 0 | 7.1 | 17.3 | 3.5
October | 15.5 | 0 | 7.3 | 22.8 | 4.6
November | 26 | 0 | 7.1 | 33.1 | 6.6
December | 28.2 | 0 | 7.3 | 35.5 | 7.1
Total | 236.6 | 0 | 86.1 | 322.7 | 64.5 | yearly energy
January
| solar | solar | direct | diffuse | outdoor | indoor | window | heating | blinds
| altitude | azimuth | radiation | radiation | temp. | temp. | temp. | load | closed
| (degrees) | (degrees) | (W-h/m2) | (W-h/m2) | (K) | (K) | (K) | (W-h/m2) | (% time)
midnight | -58.1 | 13.3 | 0 | 0 | 275.9 | 294.1 | 288.2 | 136.2 | 0
1:00 | -54.2 | 37.6 | 0 | 0 | 275.8 | 294.1 | 288.2 | 135.6 | 0
2:00 | -47.5 | 57.1 | 0 | 0 | 275.8 | 294.1 | 288.2 | 134.1 | 0
3:00 | -39.2 | 72.7 | 0 | 0 | 275.7 | 294.1 | 288.1 | 129.9 | 0
4:00 | -30.2 | 85.8 | 0 | 0 | 275.6 | 294.1 | 288.1 | 132.7 | 0
5:00 | -21.1 | 97.6 | 0 | 0 | 275.6 | 294.1 | 288.1 | 132.5 | 0
6:00 | -12.3 | 108.9 | 0 | 0 | 275.5 | 294.1 | 288.1 | 130.2 | 0
7:00 | -4 | 120.3 | 0 | 0 | 275.5 | 294.1 | 288.1 | 129 | 0
8:00 | 3.3 | 132.2 | 0 | 5.1 | 275.7 | 296.4 | 289.4 | 0 | 0
9:00 | 9.3 | 144.9 | 0 | 20.2 | 276.1 | 295.7 | 289.5 | 2 | 0
10:00 | 13.6 | 158.4 | 0 | 34.6 | 276.5 | 295.9 | 289.9 | 2.1 | 0
11:00 | 15.9 | 172.7 | 0 | 40.5 | 276.7 | 295.5 | 290.3 | 2.3 | 0
noon | 15.9 | -172.7 | 0 | 42.7 | 277.2 | 296.1 | 290.2 | 1.7 | 0
13:00 | 13.6 | -158.4 | 0 | 38.1 | 277.6 | 296 | 290.3 | 2 | 0
14:00 | 9.3 | -144.9 | 0 | 26.7 | 277.5 | 295.8 | 290.1 | 2 | 0
15:00 | 3.3 | -132.2 | 0 | 13.2 | 277.3 | 295.6 | 290.1 | 1.5 | 0
16:00 | -4 | -120.3 | 0 | 0.6 | 277 | 295.8 | 289.7 | 0.9 | 0
17:00 | -12.3 | -108.9 | 0 | 0 | 276.8 | 296 | 290.2 | 1.3 | 0
18:00 | -21.1 | -97.6 | 0 | 0 | 276.5 | 295.8 | 289.4 | 1.4 | 0
19:00 | -30.2 | -85.8 | 0 | 0 | 276.3 | 295.9 | 289.6 | 1.2 | 0
20:00 | -39.2 | -72.7 | 0 | 0 | 276.1 | 296.1 | 289.5 | 0.9 | 0
21:00 | -47.5 | -57.1 | 0 | 0 | 276.1 | 295.7 | 289.3 | 1.7 | 0
22:00 | -54.2 | -37.6 | 0 | 0 | 276 | 296.1 | 289.6 | 1.2 | 0
23:00 | -58.1 | -13.3 | 0 | 0 | 275.9 | 295.9 | 289.3 | 0.9 | 0
February
| solar | solar | direct | diffuse | outdoor | indoor | window | heating | blinds
| altitude | azimuth | radiation | radiation | temp. | temp. | temp. | load | closed
| (degrees) | (degrees) | (W-h/m2) | (W-h/m2) | (K) | (K) | (K) | (W-h/m2) | (% time)
midnight | -50.4 | 11.4 | 0 | 0 | 275.4 | 294.1 | 288 | 116.6 | 0
1:00 | -46.9 | 33 | 0 | 0 | 275.3 | 294.1 | 288 | 111.2 | 0
2:00 | -40.8 | 51.4 | 0 | 0 | 275.2 | 294.1 | 288 | 115.3 | 0
3:00 | -32.9 | 66.9 | 0 | 0 | 275.2 | 294.1 | 288 | 121.9 | 0
4:00 | -24.2 | 80.2 | 0 | 0 | 275.2 | 294.1 | 288 | 123.9 | 0
5:00 | -15.1 | 92.3 | 0 | 0 | 275.1 | 294.1 | 287.9 | 128.5 | 0
6:00 | -6.1 | 104 | 0 | 0 | 275.1 | 294.1 | 287.9 | 128.3 | 0
7:00 | 2.4 | 115.9 | 0 | 2.3 | 275.1 | 294.1 | 288 | 131.9 | 0
8:00 | 10.1 | 128.3 | 0 | 20.6 | 275.5 | 296.4 | 289.8 | 0.5 | 0
9:00 | 16.5 | 141.8 | 0 | 40.4 | 276.1 | 295.6 | 289.8 | 2.6 | 0
10:00 | 21.2 | 156.4 | 0 | 55.1 | 276.7 | 296 | 290.2 | 2.4 | 0
11:00 | 23.7 | 172 | 0 | 60.6 | 277.3 | 295.7 | 290.6 | 2.7 | 0
noon | 23.7 | -172 | 0 | 65.1 | 277.9 | 295.9 | 290.8 | 2.4 | 0
13:00 | 21.2 | -156.4 | 0 | 57 | 278.4 | 295.8 | 290.9 | 2.3 | 0
14:00 | 16.5 | -141.8 | 0 | 53.5 | 278.5 | 295.8 | 290.7 | 2.1 | 0
15:00 | 10.1 | -128.3 | 0 | 36 | 278.3 | 296.1 | 290.3 | 1.9 | 0
16:00 | 2.4 | -115.9 | 0 | 14.5 | 277.7 | 296.2 | 290.4 | 1.5 | 0
17:00 | -6.1 | -104 | 0 | 0.3 | 277.1 | 296 | 289.6 | 1.4 | 0
18:00 | -15.1 | -92.3 | 0 | 0 | 276.7 | 295.6 | 289.8 | 1.2 | 0
19:00 | -24.2 | -80.2 | 0 | 0 | 276.3 | 296.1 | 289.6 | 1.1 | 0
20:00 | -32.9 | -66.9 | 0 | 0 | 276 | 295.6 | 289.3 | 1.4 | 0
21:00 | -40.8 | -51.4 | 0 | 0 | 275.7 | 296 | 289.4 | 1.2 | 0
22:00 | -46.9 | -33 | 0 | 0 | 275.5 | 296.1 | 289.3 | 0.7 | 0
23:00 | -50.4 | -11.4 | 0 | 0 | 275.4 | 295.9 | 289.2 | 1.3 | 0
March
| solar | solar | direct | diffuse | outdoor | indoor | window | heating | blinds
| altitude | azimuth | radiation | radiation | temp. | temp. | temp. | load | closed
| (degrees) | (degrees) | (W-h/m2) | (W-h/m2) | (K) | (K) | (K) | (W-h/m2) | (% time)
midnight | -39 | 9.6 | 0 | 0 | 276.9 | 294.1 | 288.5 | 128.3 | 0
1:00 | -36 | 28.2 | 0 | 0 | 276.8 | 294.1 | 288.5 | 132.3 | 0
2:00 | -30.6 | 45 | 0 | 0 | 276.7 | 294.1 | 288.4 | 136.5 | 0
3:00 | -23.4 | 59.7 | 0 | 0 | 276.5 | 294.1 | 288.4 | 129 | 0
4:00 | -15 | 72.9 | 0 | 0 | 276.3 | 294.1 | 288.3 | 130.3 | 0
5:00 | -6.1 | 85.2 | 0 | 0 | 276.4 | 294.1 | 288.3 | 125.1 | 0
6:00 | 2.9 | 97.1 | 0 | 4.1 | 276.6 | 294.1 | 288.4 | 117.5 | 0
7:00 | 11.8 | 109.3 | 0 | 24.9 | 276.9 | 294.1 | 288.8 | 113.8 | 0
8:00 | 20 | 122.4 | 0 | 48.1 | 277.4 | 296.1 | 290.3 | 1.1 | 0
9:00 | 27 | 136.9 | 0 | 66.7 | 278 | 295.7 | 290.8 | 2.2 | 0
10:00 | 32.2 | 153.1 | 0 | 85.8 | 278.8 | 296.1 | 291.2 | 1.8 | 0
11:00 | 35.1 | 170.8 | 0 | 100 | 279.8 | 295.8 | 291.7 | 2.1 | 0
noon | 35.1 | -170.8 | 0 | 101.7 | 280.5 | 295.8 | 292.1 | 2.1 | 0
13:00 | 32.2 | -153.1 | 0 | 93 | 281.2 | 296.2 | 292.2 | 1.4 | 0
14:00 | 27 | -136.9 | 0 | 79.8 | 281.5 | 295.6 | 292.3 | 1.7 | 0
15:00 | 20 | -122.4 | 0 | 58.9 | 281.4 | 295.8 | 291.7 | 1.6 | 0
16:00 | 11.8 | -109.3 | 0 | 34.5 | 280.9 | 296.1 | 291.4 | 1.4 | 0
17:00 | 2.9 | -97.1 | 0 | 15.4 | 280.1 | 295.9 | 290.9 | 1.4 | 0
18:00 | -6.1 | -85.2 | 0 | 0 | 279.4 | 295.9 | 290.7 | 1.1 | 0
19:00 | -15 | -72.9 | 0 | 0 | 278.7 | 296 | 290.3 | 1.2 | 0
20:00 | -23.4 | -59.7 | 0 | 0 | 278.2 | 296.1 | 290.3 | 1.3 | 0
21:00 | -30.6 | -45 | 0 | 0 | 277.8 | 295.8 | 289.7 | 1.7 | 0
22:00 | -36 | -28.2 | 0 | 0 | 277.3 | 296.1 | 289.9 | 0.8 | 0
23:00 | -39 | -9.6 | 0 | 0 | 277.1 | 296.1 | 289.9 | 1.6 | 0
April
| solar | solar | direct | diffuse | outdoor | indoor | window | heating | blinds
| altitude | azimuth | radiation | radiation | temp. | temp. | temp. | load | closed
| (degrees) | (degrees) | (W-h/m2) | (W-h/m2) | (K) | (K) | (K) | (W-h/m2) | (% time)
midnight | -27.1 | 8.3 | 0 | 0 | 278.5 | 294.1 | 289 | 105.7 | 0
1:00 | -24.5 | 24.4 | 0 | 0 | 278.2 | 294.1 | 288.9 | 103.7 | 0
2:00 | -19.7 | 39.5 | 0 | 0 | 278 | 294.1 | 288.9 | 105.4 | 0
3:00 | -13.1 | 53.3 | 0 | 0 | 277.7 | 294.1 | 288.8 | 107.4 | 0
4:00 | -5.2 | 66 | 0 | 0 | 277.4 | 294.1 | 288.7 | 106.4 | 0
5:00 | 3.4 | 78 | 3 | 8 | 277.6 | 294.1 | 288.8 | 105.1 | 0
6:00 | 12.4 | 89.8 | 0.4 | 33.9 | 278.1 | 294.1 | 289.2 | 107.8 | 0
7:00 | 21.5 | 102 | 0 | 60.7 | 278.8 | 294.1 | 289.8 | 103.8 | 0
8:00 | 30.1 | 115.3 | 0 | 79.7 | 279.5 | 295.7 | 291.5 | 1.9 | 0
9:00 | 37.7 | 130.6 | 0 | 102.3 | 280.6 | 296 | 291.9 | 2.1 | 0
10:00 | 43.7 | 148.5 | 0 | 121.4 | 281.5 | 296.1 | 292.5 | 2.1 | 0
11:00 | 47 | 169.1 | 0 | 133.9 | 282.5 | 295.7 | 293.2 | 2 | 0
noon | 47 | -169.1 | 0 | 135.6 | 283.5 | 295.7 | 293.6 | 1.5 | 0
13:00 | 43.7 | -148.5 | 0 | 127.4 | 284.2 | 296.2 | 293.5 | 1.2 | 0
14:00 | 37.7 | -130.6 | 0 | 116.3 | 284.7 | 295.9 | 293.4 | 1 | 0
15:00 | 30.1 | -115.3 | 0 | 86.8 | 285 | 296.1 | 293.4 | 0.9 | 0
16:00 | 21.5 | -102 | 0 | 66.8 | 284.7 | 296.1 | 292.9 | 0.9 | 0
17:00 | 12.4 | -89.8 | 0.5 | 41.3 | 283.9 | 296 | 292.2 | 1 | 0
18:00 | 3.4 | -78 | 12.3 | 16.4 | 283 | 295.9 | 292 | 1.1 | 0
19:00 | -5.2 | -66 | 0 | 0 | 282 | 295.6 | 291.5 | 0.7 | 0
20:00 | -13.1 | -53.3 | 0 | 0 | 281 | 296.1 | 291.2 | 0.7 | 0
21:00 | -19.7 | -39.5 | 0 | 0 | 280 | 296 | 290.7 | 1.2 | 0
22:00 | -24.5 | -24.4 | 0 | 0 | 279.3 | 295.8 | 290.3 | 1.2 | 0
23:00 | -27.1 | -8.3 | 0 | 0 | 278.6 | 295.8 | 290.5 | 0.9 | 0
May
| solar | solar | direct | diffuse | outdoor | indoor | window | heating | blinds
| altitude | azimuth | radiation | radiation | temp. | temp. | temp. | load | closed
| (degrees) | (degrees) | (W-h/m2) | (W-h/m2) | (K) | (K) | (K) | (W-h/m2) | (% time)
midnight | -17.9 | 7.4 | 0 | 0 | 281 | 294.1 | 289.8 | 75.8 | 0
1:00 | -15.5 | 22 | 0 | 0 | 280.8 | 294.1 | 289.7 | 76.5 | 0
2:00 | -11.1 | 35.8 | 0 | 0 | 280.5 | 294.1 | 289.7 | 76.9 | 0
3:00 | -5 | 48.7 | 0 | 0 | 280.2 | 294.1 | 289.5 | 75.6 | 0
4:00 | 2.4 | 60.8 | 12.8 | 10.9 | 280.2 | 294.1 | 289.8 | 77.2 | 0
5:00 | 10.7 | 72.3 | 41.5 | 40.6 | 280.5 | 294.1 | 290.5 | 75.6 | 0
6:00 | 19.6 | 83.7 | 18 | 62.9 | 280.9 | 294.1 | 290.6 | 75.8 | 0
7:00 | 28.7 | 95.6 | 0 | 84.8 | 281.8 | 294.1 | 291 | 66.9 | 0
8:00 | 37.6 | 108.8 | 0 | 101.3 | 282.7 | 296.3 | 292.4 | 0.9 | 0
9:00 | 45.8 | 124.4 | 0 | 131.7 | 283.7 | 296.2 | 293.6 | 1.1 | 0
10:00 | 52.4 | 143.6 | 0 | 145.9 | 284.8 | 296.1 | 293.9 | 0.9 | 0
11:00 | 56.2 | 167.2 | 0 | 152.2 | 285.8 | 296.1 | 294.3 | 0.5 | 0
noon | 56.2 | -167.2 | 0 | 145.7 | 286.8 | 296.1 | 294.7 | 0.5 | 0
13:00 | 52.4 | -143.6 | 0 | 137.1 | 287.6 | 296.3 | 294.9 | 0.4 | 0
14:00 | 45.8 | -124.4 | 0 | 134.2 | 288 | 296.5 | 295.2 | 0.5 | 0
15:00 | 37.6 | -108.8 | 0 | 116.3 | 288 | 296.2 | 294.9 | 0.3 | 0
16:00 | 28.7 | -95.6 | 0 | 97.6 | 287.9 | 296.2 | 294.6 | 0.3 | 0
17:00 | 19.6 | -83.7 | 19 | 74.3 | 287.3 | 296.1 | 294.1 | 0.3 | 0
18:00 | 10.7 | -72.3 | 47.9 | 48.7 | 286.3 | 296.3 | 293.8 | 0.3 | 0
19:00 | 2.4 | -60.8 | 25.2 | 18.1 | 285.1 | 296.1 | 292.8 | 0.3 | 0
20:00 | -5 | -48.7 | 0 | 0 | 284 | 296 | 292 | 0.3 | 0
21:00 | -11.1 | -35.8 | 0 | 0 | 283.1 | 296.1 | 291.9 | 0.3 | 0
22:00 | -15.5 | -22 | 0 | 0 | 282.3 | 296 | 291.6 | 0.6 | 0
23:00 | -17.9 | -7.4 | 0 | 0 | 281.5 | 295.8 | 291.2 | 0.7 | 0
June
| solar | solar | direct | diffuse | outdoor | indoor | window | heating | blinds
| altitude | azimuth | radiation | radiation | temp. | temp. | temp. | load | closed
| (degrees) | (degrees) | (W-h/m2) | (W-h/m2) | (K) | (K) | (K) | (W-h/m2) | (% time)
midnight | -13.8 | 7 | 0 | 0 | 284.5 | 294.1 | 290.9 | 42.8 | 0
1:00 | -11.6 | 21 | 0 | 0 | 284.2 | 294.1 | 290.9 | 41.9 | 0
2:00 | -7.3 | 34.3 | 0 | 0 | 283.9 | 294.1 | 290.7 | 38.6 | 0
3:00 | -1.4 | 46.7 | 0 | 0 | 283.6 | 294.1 | 290.6 | 37.5 | 0
4:00 | 5.8 | 58.4 | 47 | 27.4 | 283.7 | 294.2 | 291.6 | 38.4 | 0
5:00 | 14 | 69.7 | 54.6 | 52.4 | 284.2 | 294.3 | 292.1 | 37.6 | 0
6:00 | 22.8 | 80.8 | 26.7 | 76.8 | 284.6 | 294.4 | 292.1 | 38.7 | 0
7:00 | 31.9 | 92.5 | 0 | 90.6 | 285.2 | 294.3 | 292.3 | 37.6 | 0
8:00 | 40.9 | 105.5 | 0 | 104.6 | 286.2 | 296.1 | 293.9 | 0.3 | 0
9:00 | 49.2 | 121 | 0 | 130.5 | 287.2 | 296.5 | 294.8 | 0.2 | 0
10:00 | 56.1 | 140.8 | 0 | 140.9 | 288.1 | 296.7 | 295.2 | 0.2 | 0
11:00 | 60.2 | 166 | 0 | 149.1 | 289.1 | 297 | 295.9 | 0.3 | 0
noon | 60.2 | -166 | 0 | 150.4 | 290 | 297.4 | 296.5 | 0.1 | 0
13:00 | 56.1 | -140.8 | 0 | 149.6 | 290.6 | 297.5 | 296.9 | 0 | 0
14:00 | 49.2 | -121 | 0 | 133.5 | 291 | 297.6 | 296.6 | 0 | 0
15:00 | 40.9 | -105.5 | 0 | 111.8 | 291.1 | 297.6 | 296.4 | 0 | 0
16:00 | 31.9 | -92.5 | 0 | 113.1 | 290.9 | 297.4 | 296.2 | 0 | 0
17:00 | 22.8 | -80.8 | 25.1 | 93.4 | 290.2 | 297.2 | 295.7 | 0.2 | 0
18:00 | 14 | -69.7 | 50.8 | 67.2 | 289.3 | 296.7 | 295.5 | 0.3 | 0
19:00 | 5.8 | -58.4 | 47.8 | 41 | 288.3 | 296.3 | 294.8 | 0.2 | 0
20:00 | -1.4 | -46.7 | 0 | 0 | 287.4 | 296.2 | 293.4 | 0.2 | 0
21:00 | -7.3 | -34.3 | 0 | 0 | 286.4 | 296.2 | 292.9 | 0.2 | 0
22:00 | -11.6 | -21 | 0 | 0 | 285.7 | 296.2 | 292.6 | 0.2 | 0
23:00 | -13.8 | -7 | 0 | 0 | 284.8 | 296.1 | 292.4 | 0.3 | 0
July
| solar | solar | direct | diffuse | outdoor | indoor | window | heating | blinds
| altitude | azimuth | radiation | radiation | temp. | temp. | temp. | load | closed
| (degrees) | (degrees) | (W-h/m2) | (W-h/m2) | (K) | (K) | (K) | (W-h/m2) | (% time)
midnight | -15.9 | 7.2 | 0 | 0 | 286.4 | 294.8 | 292.1 | 15.7 | 0
1:00 | -13.7 | 21.5 | 0 | 0 | 286.1 | 294.4 | 291.7 | 19.4 | 0
2:00 | -9.3 | 35.1 | 0 | 0 | 285.6 | 294.2 | 291.3 | 19.8 | 0
3:00 | -3.3 | 47.8 | 0 | 0 | 285.3 | 294.1 | 291.2 | 18.3 | 0
4:00 | 4 | 59.7 | 7.4 | 13.9 | 285.5 | 294.2 | 291.5 | 19.2 | 0
5:00 | 12.3 | 71 | 22.1 | 43.4 | 285.8 | 294.8 | 292.4 | 16.4 | 0
6:00 | 21.1 | 82.3 | 12.9 | 72.5 | 286.4 | 295.3 | 293.2 | 16.5 | 0
7:00 | 30.2 | 94.1 | 0 | 90.2 | 286.8 | 295.8 | 293.8 | 14.4 | 0
8:00 | 39.2 | 107.3 | 0 | 107.5 | 287.6 | 297.3 | 294.9 | 0.1 | 0
9:00 | 47.4 | 122.8 | 0 | 130 | 288.7 | 297.2 | 295.6 | 0 | 0
10:00 | 54.2 | 142.4 | 0 | 152.9 | 289.7 | 297.2 | 296.5 | 0 | 0
11:00 | 58.1 | 166.6 | 0 | 166.1 | 290.7 | 297.6 | 297.2 | 0 | 0
noon | 58.1 | -166.6 | 0 | 174.3 | 291.7 | 297.9 | 297.5 | 0 | 0
13:00 | 54.2 | -142.4 | 0 | 161.4 | 292.5 | 297.9 | 297.8 | 0 | 0
14:00 | 47.4 | -122.8 | 0 | 145.3 | 292.9 | 297.6 | 297.6 | 0 | 0
15:00 | 39.2 | -107.3 | 0 | 120.5 | 293 | 297.7 | 297.2 | 0 | 0
16:00 | 30.2 | -94.1 | 0 | 114.7 | 292.8 | 297.5 | 297.2 | 0 | 0
17:00 | 21.1 | -82.3 | 18.9 | 91.1 | 292.4 | 297.4 | 296.9 | 0 | 0
18:00 | 12.3 | -71 | 59.5 | 68.5 | 291.5 | 297.5 | 296.9 | 0 | 0
19:00 | 4 | -59.7 | 57.7 | 35.1 | 290.4 | 297.4 | 296.1 | 0 | 0
20:00 | -3.3 | -47.8 | 0 | 0 | 289.3 | 297 | 294.5 | 0 | 0
21:00 | -9.3 | -35.1 | 0 | 0 | 288.4 | 297.2 | 294.1 | 0 | 0
22:00 | -13.7 | -21.5 | 0 | 0 | 287.5 | 297 | 293.9 | 0 | 0
23:00 | -15.9 | -7.2 | 0 | 0 | 286.8 | 297.1 | 293.6 | 0 | 0
August
| solar | solar | direct | diffuse | outdoor | indoor | window | heating | blinds
| altitude | azimuth | radiation | radiation | temp. | temp. | temp. | load | closed
| (degrees) | (degrees) | (W-h/m2) | (W-h/m2) | (K) | (K) | (K) | (W-h/m2) | (% time)
midnight | -23.7 | 7.9 | 0 | 0 | 286.4 | 294.6 | 292 | 13.8 | 0
1:00 | -21.3 | 23.5 | 0 | 0 | 286 | 294.3 | 291.6 | 15.3 | 0
2:00 | -16.6 | 38.1 | 0 | 0 | 285.9 | 294.2 | 291.5 | 17 | 0
3:00 | -10.1 | 51.6 | 0 | 0 | 285.4 | 294.1 | 291.3 | 18.2 | 0
4:00 | -2.4 | 64.1 | 0 | 0 | 285.1 | 294.1 | 291.1 | 20.5 | 0
5:00 | 6 | 75.9 | 12.7 | 19 | 285.3 | 294.3 | 291.6 | 19.1 | 0
6:00 | 15.1 | 87.6 | 5.8 | 45.6 | 285.9 | 294.8 | 292.3 | 17.7 | 0
7:00 | 24.2 | 99.7 | 0 | 76 | 286.5 | 295.4 | 293.2 | 17.7 | 0
8:00 | 32.9 | 113.1 | 0 | 96.4 | 287.3 | 296.7 | 294.8 | 0 | 0
9:00 | 40.7 | 128.5 | 0 | 119 | 288.2 | 297.2 | 295.4 | 0 | 0
10:00 | 46.9 | 146.9 | 0 | 144.3 | 289.3 | 297.2 | 296 | 0 | 0
11:00 | 50.3 | 168.5 | 0 | 156.9 | 290.4 | 297.3 | 296.5 | 0 | 0
noon | 50.3 | -168.5 | 0 | 169.1 | 291.3 | 297.5 | 297.2 | 0 | 0
13:00 | 46.9 | -146.9 | 0 | 150.2 | 292 | 297.8 | 297.4 | 0 | 0
14:00 | 40.7 | -128.5 | 0 | 130.8 | 292.5 | 297.5 | 297.4 | 0 | 0
15:00 | 32.9 | -113.1 | 0 | 103.7 | 292.6 | 297.8 | 297 | 0 | 0
16:00 | 24.2 | -99.7 | 0 | 76.7 | 292.2 | 297.5 | 296.6 | 0 | 0
17:00 | 15.1 | -87.6 | 6.3 | 56.4 | 291.7 | 297.5 | 296 | 0 | 0
18:00 | 6 | -75.9 | 24.9 | 35.1 | 290.9 | 297.4 | 295.7 | 0 | 0
19:00 | -2.4 | -64.1 | 0 | 6 | 289.9 | 297 | 294.9 | 0 | 0
20:00 | -10.1 | -51.6 | 0 | 0 | 289 | 297.1 | 294.4 | 0 | 0
21:00 | -16.6 | -38.1 | 0 | 0 | 288.1 | 297.1 | 293.9 | 0 | 0
22:00 | -21.3 | -23.5 | 0 | 0 | 287.3 | 296.8 | 293.5 | 0 | 0
23:00 | -23.7 | -7.9 | 0 | 0 | 286.6 | 296.9 | 293.5 | 0 | 0
September
| solar | solar | direct | diffuse | outdoor | indoor | window | heating | blinds
| altitude | azimuth | radiation | radiation | temp. | temp. | temp. | load | closed
| (degrees) | (degrees) | (W-h/m2) | (W-h/m2) | (K) | (K) | (K) | (W-h/m2) | (% time)
midnight | -35.1 | 9.1 | 0 | 0 | 284.9 | 294.7 | 291.6 | 42.4 | 0
1:00 | -32.3 | 26.9 | 0 | 0 | 284.8 | 294.4 | 291.3 | 42.8 | 0
2:00 | -27.1 | 43.1 | 0 | 0 | 284.5 | 294.3 | 291.1 | 42.4 | 0
3:00 | -20 | 57.5 | 0 | 0 | 284.3 | 294.2 | 290.9 | 41.8 | 0
4:00 | -11.8 | 70.6 | 0 | 0 | 284.1 | 294.1 | 290.8 | 42.5 | 0
5:00 | -3 | 82.8 | 0 | 0.3 | 284 | 294.1 | 290.8 | 44.7 | 0
6:00 | 6 | 94.7 | 0 | 19.9 | 284.3 | 294.2 | 291.1 | 42.2 | 0
7:00 | 15 | 107 | 0 | 44.4 | 284.7 | 294.6 | 291.8 | 37.1 | 0
8:00 | 23.3 | 120.2 | 0 | 67.9 | 285.4 | 296.7 | 293.7 | 0.4 | 0
9:00 | 30.6 | 135 | 0 | 89.9 | 286.1 | 296.8 | 294.1 | 0.5 | 0
10:00 | 36 | 151.7 | 0 | 104.9 | 286.8 | 297.2 | 294.6 | 0.3 | 0
11:00 | 39 | 170.3 | 0 | 105.9 | 287.6 | 296.8 | 295 | 0.3 | 0
noon | 39 | -170.3 | 0 | 104.9 | 288.3 | 296.9 | 295.3 | 0.2 | 0
13:00 | 36 | -151.7 | 0 | 101.4 | 288.9 | 296.9 | 295.4 | 0.2 | 0
14:00 | 30.6 | -135 | 0 | 92.6 | 289.4 | 297.4 | 295.4 | 0.1 | 0
15:00 | 23.3 | -120.2 | 0 | 73.2 | 289.5 | 297.1 | 295.4 | 0.1 | 0
16:00 | 15 | -107 | 0 | 44.6 | 289.3 | 297.1 | 294.8 | 0.1 | 0
17:00 | 6 | -94.7 | 0 | 23.9 | 288.6 | 296.8 | 294.5 | 0.1 | 0
18:00 | -3 | -82.8 | 0 | 2.4 | 287.8 | 296.6 | 293.8 | 0.2 | 0
19:00 | -11.8 | -70.6 | 0 | 0 | 287.1 | 296.8 | 293.6 | 0.3 | 0
20:00 | -20 | -57.5 | 0 | 0 | 286.5 | 296.5 | 293.5 | 0.4 | 0
21:00 | -27.1 | -43.1 | 0 | 0 | 285.9 | 297 | 293.2 | 0.2 | 0
22:00 | -32.3 | -26.9 | 0 | 0 | 285.3 | 297.1 | 292.9 | 0.4 | 0
23:00 | -35.1 | -9.1 | 0 | 0 | 285 | 296.7 | 292.9 | 0.5 | 0
October
| solar | solar | direct | diffuse | outdoor | indoor | window | heating | blinds
| altitude | azimuth | radiation | radiation | temp. | temp. | temp. | load | closed
| (degrees) | (degrees) | (W-h/m2) | (W-h/m2) | (K) | (K) | (K) | (W-h/m2) | (% time)
midnight | -47 | 10.8 | 0 | 0 | 282.1 | 294.2 | 290.2 | 58.1 | 0
1:00 | -43.7 | 31.4 | 0 | 0 | 282.1 | 294.1 | 290.2 | 57.3 | 0
2:00 | -37.8 | 49.3 | 0 | 0 | 282 | 294.1 | 290.1 | 58.7 | 0
3:00 | -30.1 | 64.6 | 0 | 0 | 281.8 | 294.1 | 290.1 | 59.6 | 0
4:00 | -21.5 | 78 | 0 | 0 | 281.8 | 294.1 | 290.1 | 61.1 | 0
5:00 | -12.4 | 90.2 | 0 | 0 | 281.7 | 294.1 | 290 | 65.9 | 0
6:00 | -3.4 | 102 | 0 | 0.8 | 281.8 | 294.1 | 290.1 | 66.6 | 0
7:00 | 5.2 | 114 | 0 | 16.8 | 282.2 | 294.1 | 290.4 | 65 | 0
8:00 | 13 | 126.6 | 0 | 37.6 | 282.6 | 296 | 292 | 0.6 | 0
9:00 | 19.7 | 140.4 | 0 | 61.3 | 283.3 | 296.4 | 292.4 | 0.8 | 0
10:00 | 24.5 | 155.5 | 0 | 70.4 | 283.9 | 296.1 | 292.8 | 0.9 | 0
11:00 | 27.1 | 171.7 | 0 | 81.3 | 284.6 | 296.1 | 293.3 | 0.8 | 0
noon | 27.1 | -171.7 | 0 | 79 | 285.1 | 296 | 293.4 | 0.8 | 0
13:00 | 24.5 | -155.5 | 0 | 65.6 | 285.4 | 295.9 | 293.3 | 0.7 | 0
14:00 | 19.7 | -140.4 | 0 | 49.7 | 285.5 | 296.2 | 293.3 | 0.6 | 0
15:00 | 13 | -126.6 | 0 | 33.4 | 285.3 | 296 | 292.9 | 0.5 | 0
16:00 | 5.2 | -114 | 0 | 14.6 | 284.7 | 296.1 | 292.4 | 0.4 | 0
17:00 | -3.4 | -102 | 0 | 0.4 | 284.1 | 295.8 | 292.2 | 0.5 | 0
18:00 | -12.4 | -90.2 | 0 | 0 | 283.5 | 296.4 | 292 | 0.2 | 0
19:00 | -21.5 | -78 | 0 | 0 | 283.1 | 296.2 | 291.8 | 0.5 | 0
20:00 | -30.1 | -64.6 | 0 | 0 | 282.8 | 296.1 | 291.7 | 0.6 | 0
21:00 | -37.8 | -49.3 | 0 | 0 | 282.5 | 296.1 | 291.6 | 0.5 | 0
22:00 | -43.7 | -31.4 | 0 | 0 | 282.4 | 295.9 | 291.5 | 0.5 | 0
23:00 | -47 | -10.8 | 0 | 0 | 282.2 | 296.1 | 291.5 | 0.4 | 0
November
| solar | solar | direct | diffuse | outdoor | indoor | window | heating | blinds
| altitude | azimuth | radiation | radiation | temp. | temp. | temp. | load | closed
| (degrees) | (degrees) | (W-h/m2) | (W-h/m2) | (K) | (K) | (K) | (W-h/m2) | (% time)
midnight | -56.2 | 12.8 | 0 | 0 | 278.9 | 294.1 | 289.1 | 104.1 | 0
1:00 | -52.4 | 36.3 | 0 | 0 | 278.8 | 294.1 | 289.1 | 104.6 | 0
2:00 | -45.8 | 55.6 | 0 | 0 | 278.6 | 294.1 | 289.1 | 110.7 | 0
3:00 | -37.7 | 71.1 | 0 | 0 | 278.5 | 294.1 | 289 | 107.1 | 0
4:00 | -28.8 | 84.3 | 0 | 0 | 278.4 | 294.1 | 289 | 103.1 | 0
5:00 | -19.7 | 96.2 | 0 | 0 | 278.4 | 294.1 | 289 | 106.5 | 0
6:00 | -10.7 | 107.7 | 0 | 0 | 278.3 | 294.1 | 289 | 106.9 | 0
7:00 | -2.4 | 119.2 | 0 | 1 | 278.2 | 294.1 | 288.9 | 107.5 | 0
8:00 | 5 | 131.2 | 0 | 16 | 278.4 | 295.6 | 290.7 | 0.3 | 0
9:00 | 11.1 | 144.1 | 0 | 30.1 | 278.8 | 295.8 | 290.4 | 1.6 | 0
10:00 | 15.5 | 157.9 | 0 | 45.9 | 279.2 | 296.1 | 290.8 | 1.5 | 0
11:00 | 17.8 | 172.5 | 0 | 57.8 | 279.7 | 295.9 | 291.3 | 2 | 0
noon | 17.8 | -172.5 | 0 | 55.3 | 280.1 | 295.9 | 291.3 | 1.3 | 0
13:00 | 15.5 | -157.9 | 0 | 47.3 | 280.3 | 295.8 | 291.4 | 1.5 | 0
14:00 | 11.1 | -144.1 | 0 | 30.2 | 280.4 | 296.1 | 291.3 | 1.2 | 0
15:00 | 5 | -131.2 | 0 | 12.9 | 280.2 | 296.1 | 291.1 | 0.9 | 0
16:00 | -2.4 | -119.2 | 0 | 0 | 280 | 295.8 | 290.7 | 0.8 | 0
17:00 | -10.7 | -107.7 | 0 | 0 | 279.7 | 295.8 | 290.8 | 0.8 | 0
18:00 | -19.7 | -96.2 | 0 | 0 | 279.6 | 295.8 | 290.8 | 0.7 | 0
19:00 | -28.8 | -84.3 | 0 | 0 | 279.4 | 295.6 | 290.5 | 0.9 | 0
20:00 | -37.7 | -71.1 | 0 | 0 | 279.4 | 296.3 | 290.7 | 0.3 | 0
21:00 | -45.8 | -55.6 | 0 | 0 | 279.2 | 295.8 | 290.1 | 1.3 | 0
22:00 | -52.4 | -36.3 | 0 | 0 | 279 | 296 | 290.4 | 0.5 | 0
23:00 | -56.2 | -12.8 | 0 | 0 | 278.8 | 295.6 | 290.4 | 1.2 | 0
December
| solar | solar | direct | diffuse | outdoor | indoor | window | heating | blinds
| altitude | azimuth | radiation | radiation | temp. | temp. | temp. | load | closed
| (degrees) | (degrees) | (W-h/m2) | (W-h/m2) | (K) | (K) | (K) | (W-h/m2) | (% time)
midnight | -60.2 | 13.9 | 0 | 0 | 276.9 | 294.1 | 288.5 | 109.2 | 0
1:00 | -56.1 | 39.1 | 0 | 0 | 276.8 | 294.1 | 288.5 | 112.7 | 0
2:00 | -49.2 | 58.9 | 0 | 0 | 276.8 | 294.1 | 288.5 | 113 | 0
3:00 | -40.9 | 74.4 | 0 | 0 | 276.8 | 294.1 | 288.5 | 113 | 0
4:00 | -31.9 | 87.4 | 0 | 0 | 276.9 | 294.1 | 288.5 | 110.4 | 0
5:00 | -22.8 | 99.1 | 0 | 0 | 277 | 294.1 | 288.5 | 113.4 | 0
6:00 | -14 | 110.2 | 0 | 0 | 276.9 | 294.1 | 288.5 | 110.6 | 0
7:00 | -5.8 | 121.5 | 0 | 0 | 276.9 | 294.1 | 288.5 | 107.8 | 0
8:00 | 1.4 | 133.2 | 0 | 1.8 | 277.1 | 296.4 | 289.8 | 0 | 0
9:00 | 7.3 | 145.7 | 0 | 14.9 | 277.3 | 295.9 | 289.6 | 1.8 | 0
10:00 | 11.6 | 158.9 | 0 | 28.6 | 277.7 | 295.8 | 290.6 | 1.7 | 0
11:00 | 13.8 | 172.9 | 0 | 36.8 | 277.9 | 296.1 | 290.6 | 1.4 | 0
noon | 13.8 | -172.9 | 0 | 37.9 | 278.2 | 296 | 290.5 | 1.9 | 0
13:00 | 11.6 | -158.9 | 0 | 29 | 278.4 | 296.3 | 290.4 | 1.5 | 0
14:00 | 7.3 | -145.7 | 0 | 18.1 | 278.3 | 295.9 | 290.3 | 1.6 | 0
15:00 | 1.4 | -133.2 | 0 | 4.7 | 278.2 | 295.8 | 290.3 | 1 | 0
16:00 | -5.8 | -121.5 | 0 | 0 | 277.8 | 295.8 | 289.9 | 0.9 | 0
17:00 | -14 | -110.2 | 0 | 0 | 277.7 | 296 | 290.2 | 1.2 | 0
18:00 | -22.8 | -99.1 | 0 | 0 | 277.5 | 296.1 | 290 | 1 | 0
19:00 | -31.9 | -87.4 | 0 | 0 | 277.5 | 295.9 | 289.8 | 1.1 | 0
20:00 | -40.9 | -74.4 | 0 | 0 | 277.3 | 295.6 | 289.9 | 0.9 | 0
21:00 | -49.2 | -58.9 | 0 | 0 | 277.1 | 296.2 | 289.9 | 0.9 | 0
22:00 | -56.1 | -39.1 | 0 | 0 | 277.1 | 295.8 | 289.5 | 1.1 | 0
23:00 | -60.2 | -13.9 | 0 | 0 | 277 | 295.5 | 289.9 | 1.2 | 0

## Sheet65
Scenario Two (yellow)
Tue Dec 03 2019 23:31:34 GMT+0000 (Greenwich Mean Time)
Setup Information:
Building
Location | UK - London
Building length, side A | N/A
Building length, side B | N/A
Simulation Type
Simulation Type | one_sided
Window Description
Typology | dgu_nb
Glazing Type | clear
Window Area | 65%
Wall Description
Insulation R-Value | 99999999.9 m2-K/W
Occupancy
Type | Low-rise Residential
Occupancy Load | 0.000 people per m2
Lighting Requirements | 400 lux
Equipment Load | 0.00 W/m2
Room Ventilation
Air Change Rate per Occupant | 15.0 liters / sec per person
Total Air Change Rate | 0.0 roomfuls per hour
Lighting Control
Lighting Control | lights do not respond to daylight: all lights fully on while building is occupied
Representative Room
Orientation | north
Room Depth | 27 m
Room Width | 5 m
Room Height | 2.2 m
Thermal Mass
Thermal Mass | none
Overhang
Overhang Depth | 0 m
Roof
Roof Type | adiabatic roof
Simulation Results:
Primary Energy Use and CO2 Emissions
| heating | cooling | lighting | total | CO2
| energy | energy | energy | energy | emissions
| (kWh/m2) | (kWh/m2) | (kWh/m2) | (kWh/m2) | (kg/m2)
January | 33.6 | 0 | 7.3 | 40.9 | 8.2
February | 28.1 | 0 | 6.6 | 34.7 | 6.9
March | 32.1 | 0 | 7.3 | 39.4 | 7.9
April | 26 | 0 | 7.1 | 33.1 | 6.6
May | 18.9 | 0 | 7.3 | 26.2 | 5.2
June | 9.5 | 0 | 7.1 | 16.6 | 3.3
July | 4.3 | 0 | 7.3 | 11.6 | 2.3
August | 4.3 | 0 | 7.3 | 11.6 | 2.3
September | 10.2 | 0 | 7.1 | 17.3 | 3.5
October | 15.5 | 0 | 7.3 | 22.8 | 4.6
November | 26 | 0 | 7.1 | 33.1 | 6.6
December | 28.2 | 0 | 7.3 | 35.5 | 7.1
Total | 236.7 | 0 | 86.1 | 322.8 | 64.6 | yearly energy
January
| solar | solar | direct | diffuse | outdoor | indoor | window | heating | blinds
| altitude | azimuth | radiation | radiation | temp. | temp. | temp. | load | closed
| (degrees) | (degrees) | (W-h/m2) | (W-h/m2) | (K) | (K) | (K) | (W-h/m2) | (% time)
midnight | -58.1 | 13.3 | 0 | 0 | 275.9 | 294.1 | 288.2 | 136.4 | 0
1:00 | -54.2 | 37.6 | 0 | 0 | 275.8 | 294.1 | 288.2 | 135.7 | 0
2:00 | -47.5 | 57.1 | 0 | 0 | 275.8 | 294.1 | 288.2 | 134.1 | 0
3:00 | -39.2 | 72.7 | 0 | 0 | 275.7 | 294.1 | 288.1 | 130 | 0
4:00 | -30.2 | 85.8 | 0 | 0 | 275.6 | 294.1 | 288.1 | 132.7 | 0
5:00 | -21.1 | 97.6 | 0 | 0 | 275.6 | 294.1 | 288.1 | 132.5 | 0
6:00 | -12.3 | 108.9 | 0 | 0 | 275.5 | 294.1 | 288.1 | 130.2 | 0
7:00 | -4 | 120.3 | 0 | 0 | 275.5 | 294.1 | 288.1 | 129.1 | 0
8:00 | 3.3 | 132.2 | 0 | 5.1 | 275.7 | 296.3 | 289.4 | 0 | 0
9:00 | 9.3 | 144.9 | 0 | 20.2 | 276.1 | 295.7 | 289.7 | 2 | 0
10:00 | 13.6 | 158.4 | 0 | 34.6 | 276.5 | 295.9 | 289.8 | 2.1 | 0
11:00 | 15.9 | 172.7 | 0 | 40.5 | 276.7 | 295.5 | 290.3 | 2.3 | 0
noon | 15.9 | -172.7 | 0 | 42.7 | 277.2 | 295.9 | 290.2 | 1.7 | 0
13:00 | 13.6 | -158.4 | 0 | 38.1 | 277.6 | 295.7 | 290.3 | 2 | 0
14:00 | 9.3 | -144.9 | 0 | 26.7 | 277.5 | 295.9 | 290.1 | 1.8 | 0
15:00 | 3.3 | -132.2 | 0 | 13.2 | 277.3 | 295.6 | 290.2 | 1.6 | 0
16:00 | -4 | -120.3 | 0 | 0.6 | 277 | 295.8 | 289.7 | 1 | 0
17:00 | -12.3 | -108.9 | 0 | 0 | 276.8 | 296.2 | 289.8 | 0.7 | 0
18:00 | -21.1 | -97.6 | 0 | 0 | 276.5 | 295.7 | 289.5 | 2 | 0
19:00 | -30.2 | -85.8 | 0 | 0 | 276.3 | 296.1 | 289.6 | 0.9 | 0
20:00 | -39.2 | -72.7 | 0 | 0 | 276.1 | 295.8 | 289.4 | 1 | 0
21:00 | -47.5 | -57.1 | 0 | 0 | 276.1 | 295.6 | 289.5 | 1.3 | 0
22:00 | -54.2 | -37.6 | 0 | 0 | 276 | 296.1 | 289.8 | 0.6 | 0
23:00 | -58.1 | -13.3 | 0 | 0 | 275.9 | 295.7 | 289.4 | 1.4 | 0
February
| solar | solar | direct | diffuse | outdoor | indoor | window | heating | blinds
| altitude | azimuth | radiation | radiation | temp. | temp. | temp. | load | closed
| (degrees) | (degrees) | (W-h/m2) | (W-h/m2) | (K) | (K) | (K) | (W-h/m2) | (% time)
midnight | -50.4 | 11.4 | 0 | 0 | 275.4 | 294.1 | 288 | 116.9 | 0
1:00 | -46.9 | 33 | 0 | 0 | 275.3 | 294.1 | 288 | 111.2 | 0
2:00 | -40.8 | 51.4 | 0 | 0 | 275.2 | 294.1 | 288 | 115.4 | 0
3:00 | -32.9 | 66.9 | 0 | 0 | 275.2 | 294.1 | 288 | 121.9 | 0
4:00 | -24.2 | 80.2 | 0 | 0 | 275.2 | 294.1 | 288 | 123.9 | 0
5:00 | -15.1 | 92.3 | 0 | 0 | 275.1 | 294.1 | 287.9 | 128.6 | 0
6:00 | -6.1 | 104 | 0 | 0 | 275.1 | 294.1 | 287.9 | 128.4 | 0
7:00 | 2.4 | 115.9 | 0 | 2.3 | 275.1 | 294.1 | 288 | 132 | 0
8:00 | 10.1 | 128.3 | 0 | 20.6 | 275.5 | 296.4 | 289.8 | 0.5 | 0
9:00 | 16.5 | 141.8 | 0 | 40.4 | 276.1 | 295.6 | 289.8 | 2.6 | 0
10:00 | 21.2 | 156.4 | 0 | 55.1 | 276.7 | 295.9 | 290.2 | 2.3 | 0
11:00 | 23.7 | 172 | 0 | 60.6 | 277.3 | 295.7 | 290.6 | 2.7 | 0
noon | 23.7 | -172 | 0 | 65.1 | 277.9 | 295.9 | 290.7 | 2.2 | 0
13:00 | 21.2 | -156.4 | 0 | 57 | 278.4 | 295.6 | 291 | 2.3 | 0
14:00 | 16.5 | -141.8 | 0 | 53.5 | 278.5 | 295.7 | 290.7 | 2 | 0
15:00 | 10.1 | -128.3 | 0 | 36 | 278.3 | 296.2 | 290.4 | 1.9 | 0
16:00 | 2.4 | -115.9 | 0 | 14.5 | 277.7 | 296.1 | 290.2 | 1.6 | 0
17:00 | -6.1 | -104 | 0 | 0.3 | 277.1 | 295.7 | 289.7 | 1.4 | 0
18:00 | -15.1 | -92.3 | 0 | 0 | 276.7 | 296.1 | 289.7 | 0.8 | 0
19:00 | -24.2 | -80.2 | 0 | 0 | 276.3 | 295.7 | 289.4 | 1.7 | 0
20:00 | -32.9 | -66.9 | 0 | 0 | 276 | 295.9 | 289.5 | 1 | 0
21:00 | -40.8 | -51.4 | 0 | 0 | 275.7 | 296 | 289.4 | 1.2 | 0
22:00 | -46.9 | -33 | 0 | 0 | 275.5 | 296.1 | 289.5 | 0.8 | 0
23:00 | -50.4 | -11.4 | 0 | 0 | 275.4 | 295.6 | 289.2 | 1.4 | 0
March
| solar | solar | direct | diffuse | outdoor | indoor | window | heating | blinds
| altitude | azimuth | radiation | radiation | temp. | temp. | temp. | load | closed
| (degrees) | (degrees) | (W-h/m2) | (W-h/m2) | (K) | (K) | (K) | (W-h/m2) | (% time)
midnight | -39 | 9.6 | 0 | 0 | 276.9 | 294.1 | 288.5 | 128.3 | 0
1:00 | -36 | 28.2 | 0 | 0 | 276.8 | 294.1 | 288.5 | 132.3 | 0
2:00 | -30.6 | 45 | 0 | 0 | 276.7 | 294.1 | 288.4 | 136.6 | 0
3:00 | -23.4 | 59.7 | 0 | 0 | 276.5 | 294.1 | 288.4 | 129 | 0
4:00 | -15 | 72.9 | 0 | 0 | 276.3 | 294.1 | 288.3 | 130.3 | 0
5:00 | -6.1 | 85.2 | 0 | 0 | 276.4 | 294.1 | 288.3 | 125.1 | 0
6:00 | 2.9 | 97.1 | 0 | 4.1 | 276.6 | 294.1 | 288.4 | 117.5 | 0
7:00 | 11.8 | 109.3 | 0 | 24.9 | 276.9 | 294.1 | 288.8 | 113.8 | 0
8:00 | 20 | 122.4 | 0 | 48.1 | 277.4 | 296.1 | 290.3 | 1.1 | 0
9:00 | 27 | 136.9 | 0 | 66.7 | 278 | 295.7 | 290.7 | 2.2 | 0
10:00 | 32.2 | 153.1 | 0 | 85.8 | 278.8 | 296.2 | 291.1 | 1.7 | 0
11:00 | 35.1 | 170.8 | 0 | 100 | 279.8 | 296 | 291.7 | 2.1 | 0
noon | 35.1 | -170.8 | 0 | 101.7 | 280.5 | 295.9 | 292 | 2.1 | 0
13:00 | 32.2 | -153.1 | 0 | 93 | 281.2 | 296.1 | 292.1 | 1.5 | 0
14:00 | 27 | -136.9 | 0 | 79.8 | 281.5 | 295.9 | 292.1 | 1.6 | 0
15:00 | 20 | -122.4 | 0 | 58.9 | 281.4 | 295.8 | 291.7 | 1.7 | 0
16:00 | 11.8 | -109.3 | 0 | 34.5 | 280.9 | 296 | 291.6 | 1.3 | 0
17:00 | 2.9 | -97.1 | 0 | 15.4 | 280.1 | 296 | 291 | 1.3 | 0
18:00 | -6.1 | -85.2 | 0 | 0 | 279.4 | 296.1 | 290.6 | 1.1 | 0
19:00 | -15 | -72.9 | 0 | 0 | 278.7 | 296.1 | 290.3 | 1 | 0
20:00 | -23.4 | -59.7 | 0 | 0 | 278.2 | 295.9 | 290 | 1.4 | 0
21:00 | -30.6 | -45 | 0 | 0 | 277.8 | 295.9 | 290 | 1.4 | 0
22:00 | -36 | -28.2 | 0 | 0 | 277.3 | 295.8 | 289.8 | 1.4 | 0
23:00 | -39 | -9.6 | 0 | 0 | 277.1 | 296.1 | 289.8 | 0.9 | 0
April
| solar | solar | direct | diffuse | outdoor | indoor | window | heating | blinds
| altitude | azimuth | radiation | radiation | temp. | temp. | temp. | load | closed
| (degrees) | (degrees) | (W-h/m2) | (W-h/m2) | (K) | (K) | (K) | (W-h/m2) | (% time)
midnight | -27.1 | 8.3 | 0 | 0 | 278.5 | 294.1 | 289 | 105.6 | 0
1:00 | -24.5 | 24.4 | 0 | 0 | 278.2 | 294.1 | 288.9 | 103.8 | 0
2:00 | -19.7 | 39.5 | 0 | 0 | 278 | 294.1 | 288.9 | 105.4 | 0
3:00 | -13.1 | 53.3 | 0 | 0 | 277.7 | 294.1 | 288.8 | 107.5 | 0
4:00 | -5.2 | 66 | 0 | 0 | 277.4 | 294.1 | 288.7 | 106.5 | 0
5:00 | 3.4 | 78 | 3 | 8 | 277.6 | 294.1 | 288.8 | 105.2 | 0
6:00 | 12.4 | 89.8 | 0.4 | 33.9 | 278.1 | 294.1 | 289.2 | 107.8 | 0
7:00 | 21.5 | 102 | 0 | 60.7 | 278.8 | 294.1 | 289.8 | 103.8 | 0
8:00 | 30.1 | 115.3 | 0 | 79.7 | 279.5 | 295.8 | 291.5 | 1.9 | 0
9:00 | 37.7 | 130.6 | 0 | 102.3 | 280.6 | 296.1 | 291.9 | 2.1 | 0
10:00 | 43.7 | 148.5 | 0 | 121.4 | 281.5 | 296.3 | 292.5 | 2.1 | 0
11:00 | 47 | 169.1 | 0 | 133.9 | 282.5 | 295.9 | 293.2 | 2.1 | 0
noon | 47 | -169.1 | 0 | 135.6 | 283.5 | 295.6 | 293.5 | 1.6 | 0
13:00 | 43.7 | -148.5 | 0 | 127.4 | 284.2 | 296.4 | 293.4 | 1.1 | 0
14:00 | 37.7 | -130.6 | 0 | 116.3 | 284.7 | 295.9 | 293.6 | 1.1 | 0
15:00 | 30.1 | -115.3 | 0 | 86.8 | 285 | 296 | 293.5 | 0.9 | 0
16:00 | 21.5 | -102 | 0 | 66.8 | 284.7 | 296.1 | 293 | 0.8 | 0
17:00 | 12.4 | -89.8 | 0.5 | 41.3 | 283.9 | 296 | 292.4 | 1 | 0
18:00 | 3.4 | -78 | 12.3 | 16.4 | 283 | 295.8 | 292 | 1 | 0
19:00 | -5.2 | -66 | 0 | 0 | 282 | 296 | 291.6 | 0.6 | 0
20:00 | -13.1 | -53.3 | 0 | 0 | 281 | 296.1 | 291.1 | 0.7 | 0
21:00 | -19.7 | -39.5 | 0 | 0 | 280 | 296 | 290.8 | 1 | 0
22:00 | -24.5 | -24.4 | 0 | 0 | 279.3 | 295.9 | 290.2 | 1.2 | 0
23:00 | -27.1 | -8.3 | 0 | 0 | 278.6 | 296.1 | 290.4 | 1 | 0
May
| solar | solar | direct | diffuse | outdoor | indoor | window | heating | blinds
| altitude | azimuth | radiation | radiation | temp. | temp. | temp. | load | closed
| (degrees) | (degrees) | (W-h/m2) | (W-h/m2) | (K) | (K) | (K) | (W-h/m2) | (% time)
midnight | -17.9 | 7.4 | 0 | 0 | 281 | 294.1 | 289.8 | 75.9 | 0
1:00 | -15.5 | 22 | 0 | 0 | 280.8 | 294.1 | 289.7 | 76.5 | 0
2:00 | -11.1 | 35.8 | 0 | 0 | 280.5 | 294.1 | 289.7 | 76.9 | 0
3:00 | -5 | 48.7 | 0 | 0 | 280.2 | 294.1 | 289.5 | 75.6 | 0
4:00 | 2.4 | 60.8 | 12.8 | 10.9 | 280.2 | 294.1 | 289.8 | 77.3 | 0
5:00 | 10.7 | 72.3 | 41.5 | 40.6 | 280.5 | 294.1 | 290.5 | 75.6 | 0
6:00 | 19.6 | 83.7 | 18 | 62.9 | 280.9 | 294.1 | 290.6 | 75.8 | 0
7:00 | 28.7 | 95.6 | 0 | 84.8 | 281.8 | 294.1 | 291 | 66.9 | 0
8:00 | 37.6 | 108.8 | 0 | 101.3 | 282.7 | 296.4 | 292.4 | 0.9 | 0
9:00 | 45.8 | 124.4 | 0 | 131.7 | 283.7 | 296.3 | 293.5 | 1.2 | 0
10:00 | 52.4 | 143.6 | 0 | 145.9 | 284.8 | 296.3 | 293.8 | 0.9 | 0
11:00 | 56.2 | 167.2 | 0 | 152.2 | 285.8 | 296.3 | 294.2 | 0.5 | 0
noon | 56.2 | -167.2 | 0 | 145.7 | 286.8 | 296.2 | 294.5 | 0.5 | 0
13:00 | 52.4 | -143.6 | 0 | 137.1 | 287.6 | 296.3 | 295 | 0.4 | 0
14:00 | 45.8 | -124.4 | 0 | 134.2 | 288 | 296.5 | 295.3 | 0.5 | 0
15:00 | 37.6 | -108.8 | 0 | 116.3 | 288 | 296.1 | 294.9 | 0.3 | 0
16:00 | 28.7 | -95.6 | 0 | 97.6 | 287.9 | 296.1 | 294.6 | 0.3 | 0
17:00 | 19.6 | -83.7 | 19 | 74.3 | 287.3 | 296.1 | 294.1 | 0.3 | 0
18:00 | 10.7 | -72.3 | 47.9 | 48.7 | 286.3 | 295.9 | 293.9 | 0.3 | 0
19:00 | 2.4 | -60.8 | 25.2 | 18.1 | 285.1 | 296.4 | 292.8 | 0.3 | 0
20:00 | -5 | -48.7 | 0 | 0 | 284 | 296.1 | 292.1 | 0.3 | 0
21:00 | -11.1 | -35.8 | 0 | 0 | 283.1 | 295.9 | 291.9 | 0.4 | 0
22:00 | -15.5 | -22 | 0 | 0 | 282.3 | 295.9 | 291.6 | 0.6 | 0
23:00 | -17.9 | -7.4 | 0 | 0 | 281.5 | 295.7 | 291.1 | 0.5 | 0
June
| solar | solar | direct | diffuse | outdoor | indoor | window | heating | blinds
| altitude | azimuth | radiation | radiation | temp. | temp. | temp. | load | closed
| (degrees) | (degrees) | (W-h/m2) | (W-h/m2) | (K) | (K) | (K) | (W-h/m2) | (% time)
midnight | -13.8 | 7 | 0 | 0 | 284.5 | 294.1 | 290.9 | 42.7 | 0
1:00 | -11.6 | 21 | 0 | 0 | 284.2 | 294.1 | 290.9 | 41.9 | 0
2:00 | -7.3 | 34.3 | 0 | 0 | 283.9 | 294.1 | 290.7 | 38.6 | 0
3:00 | -1.4 | 46.7 | 0 | 0 | 283.6 | 294.1 | 290.6 | 37.6 | 0
4:00 | 5.8 | 58.4 | 47 | 27.4 | 283.7 | 294.2 | 291.6 | 38.5 | 0
5:00 | 14 | 69.7 | 54.6 | 52.4 | 284.2 | 294.3 | 292.1 | 37.6 | 0
6:00 | 22.8 | 80.8 | 26.7 | 76.8 | 284.6 | 294.4 | 292.1 | 38.7 | 0
7:00 | 31.9 | 92.5 | 0 | 90.6 | 285.2 | 294.3 | 292.3 | 37.6 | 0
8:00 | 40.9 | 105.5 | 0 | 104.6 | 286.2 | 296 | 294 | 0.3 | 0
9:00 | 49.2 | 121 | 0 | 130.5 | 287.2 | 296.4 | 294.8 | 0.2 | 0
10:00 | 56.1 | 140.8 | 0 | 140.9 | 288.1 | 296.7 | 295.2 | 0.2 | 0
11:00 | 60.2 | 166 | 0 | 149.1 | 289.1 | 297.1 | 295.9 | 0.2 | 0
noon | 60.2 | -166 | 0 | 150.4 | 290 | 297.4 | 296.5 | 0.1 | 0
13:00 | 56.1 | -140.8 | 0 | 149.6 | 290.6 | 297.6 | 297 | 0 | 0
14:00 | 49.2 | -121 | 0 | 133.5 | 291 | 297.7 | 296.6 | 0 | 0
15:00 | 40.9 | -105.5 | 0 | 111.8 | 291.1 | 297.6 | 296.5 | 0 | 0
16:00 | 31.9 | -92.5 | 0 | 113.1 | 290.9 | 297.1 | 296.3 | 0 | 0
17:00 | 22.8 | -80.8 | 25.1 | 93.4 | 290.2 | 297.2 | 295.8 | 0.2 | 0
18:00 | 14 | -69.7 | 50.8 | 67.2 | 289.3 | 296.8 | 295.3 | 0.3 | 0
19:00 | 5.8 | -58.4 | 47.8 | 41 | 288.3 | 296.7 | 294.7 | 0.2 | 0
20:00 | -1.4 | -46.7 | 0 | 0 | 287.4 | 296.1 | 293.4 | 0.1 | 0
21:00 | -7.3 | -34.3 | 0 | 0 | 286.4 | 296.5 | 292.8 | 0.2 | 0
22:00 | -11.6 | -21 | 0 | 0 | 285.7 | 296.1 | 292.7 | 0.3 | 0
23:00 | -13.8 | -7 | 0 | 0 | 284.8 | 296.2 | 292.3 | 0.3 | 0
July
| solar | solar | direct | diffuse | outdoor | indoor | window | heating | blinds
| altitude | azimuth | radiation | radiation | temp. | temp. | temp. | load | closed
| (degrees) | (degrees) | (W-h/m2) | (W-h/m2) | (K) | (K) | (K) | (W-h/m2) | (% time)
midnight | -15.9 | 7.2 | 0 | 0 | 286.4 | 294.8 | 292.1 | 15.9 | 0
1:00 | -13.7 | 21.5 | 0 | 0 | 286.1 | 294.3 | 291.7 | 19.5 | 0
2:00 | -9.3 | 35.1 | 0 | 0 | 285.6 | 294.1 | 291.3 | 19.8 | 0
3:00 | -3.3 | 47.8 | 0 | 0 | 285.3 | 294.1 | 291.2 | 18.4 | 0
4:00 | 4 | 59.7 | 7.4 | 13.9 | 285.5 | 294.2 | 291.5 | 19.2 | 0
5:00 | 12.3 | 71 | 22.1 | 43.4 | 285.8 | 294.8 | 292.4 | 16.4 | 0
6:00 | 21.1 | 82.3 | 12.9 | 72.5 | 286.4 | 295.4 | 293.2 | 16.5 | 0
7:00 | 30.2 | 94.1 | 0 | 90.2 | 286.8 | 295.8 | 293.8 | 14.4 | 0
8:00 | 39.2 | 107.3 | 0 | 107.5 | 287.6 | 297.3 | 295 | 0.1 | 0
9:00 | 47.4 | 122.8 | 0 | 130 | 288.7 | 297.2 | 295.6 | 0 | 0
10:00 | 54.2 | 142.4 | 0 | 152.9 | 289.7 | 297.3 | 296.4 | 0 | 0
11:00 | 58.1 | 166.6 | 0 | 166.1 | 290.7 | 297.8 | 297.1 | 0 | 0
noon | 58.1 | -166.6 | 0 | 174.3 | 291.7 | 297.9 | 297.5 | 0 | 0
13:00 | 54.2 | -142.4 | 0 | 161.4 | 292.5 | 298 | 297.8 | 0 | 0
14:00 | 47.4 | -122.8 | 0 | 145.3 | 292.9 | 297.5 | 297.5 | 0 | 0
15:00 | 39.2 | -107.3 | 0 | 120.5 | 293 | 297.5 | 297.3 | 0 | 0
16:00 | 30.2 | -94.1 | 0 | 114.7 | 292.8 | 297.6 | 297.2 | 0 | 0
17:00 | 21.1 | -82.3 | 18.9 | 91.1 | 292.4 | 297.3 | 296.8 | 0 | 0
18:00 | 12.3 | -71 | 59.5 | 68.5 | 291.5 | 297.5 | 296.7 | 0 | 0
19:00 | 4 | -59.7 | 57.7 | 35.1 | 290.4 | 297.5 | 296.3 | 0 | 0
20:00 | -3.3 | -47.8 | 0 | 0 | 289.3 | 297.1 | 294.5 | 0 | 0
21:00 | -9.3 | -35.1 | 0 | 0 | 288.4 | 297 | 294.2 | 0 | 0
22:00 | -13.7 | -21.5 | 0 | 0 | 287.5 | 296.9 | 294 | 0 | 0
23:00 | -15.9 | -7.2 | 0 | 0 | 286.8 | 296.7 | 293.7 | 0 | 0
August
| solar | solar | direct | diffuse | outdoor | indoor | window | heating | blinds
| altitude | azimuth | radiation | radiation | temp. | temp. | temp. | load | closed
| (degrees) | (degrees) | (W-h/m2) | (W-h/m2) | (K) | (K) | (K) | (W-h/m2) | (% time)
midnight | -23.7 | 7.9 | 0 | 0 | 286.4 | 294.6 | 292 | 14 | 0
1:00 | -21.3 | 23.5 | 0 | 0 | 286 | 294.3 | 291.6 | 15.3 | 0
2:00 | -16.6 | 38.1 | 0 | 0 | 285.9 | 294.2 | 291.5 | 17.1 | 0
3:00 | -10.1 | 51.6 | 0 | 0 | 285.4 | 294.1 | 291.3 | 18.2 | 0
4:00 | -2.4 | 64.1 | 0 | 0 | 285.1 | 294.1 | 291.1 | 20.5 | 0
5:00 | 6 | 75.9 | 12.7 | 19 | 285.3 | 294.3 | 291.6 | 19.2 | 0
6:00 | 15.1 | 87.6 | 5.8 | 45.6 | 285.9 | 294.8 | 292.3 | 17.7 | 0
7:00 | 24.2 | 99.7 | 0 | 76 | 286.5 | 295.4 | 293.2 | 17.7 | 0
8:00 | 32.9 | 113.1 | 0 | 96.4 | 287.3 | 296.7 | 294.8 | 0 | 0
9:00 | 40.7 | 128.5 | 0 | 119 | 288.2 | 297.3 | 295.4 | 0 | 0
10:00 | 46.9 | 146.9 | 0 | 144.3 | 289.3 | 297.2 | 296 | 0 | 0
11:00 | 50.3 | 168.5 | 0 | 156.9 | 290.4 | 297.1 | 296.6 | 0 | 0
noon | 50.3 | -168.5 | 0 | 169.1 | 291.3 | 297.6 | 297.3 | 0 | 0
13:00 | 46.9 | -146.9 | 0 | 150.2 | 292 | 297.7 | 297.3 | 0 | 0
14:00 | 40.7 | -128.5 | 0 | 130.8 | 292.5 | 297.4 | 297.3 | 0 | 0
15:00 | 32.9 | -113.1 | 0 | 103.7 | 292.6 | 297.6 | 297.1 | 0 | 0
16:00 | 24.2 | -99.7 | 0 | 76.7 | 292.2 | 297.5 | 296.6 | 0 | 0
17:00 | 15.1 | -87.6 | 6.3 | 56.4 | 291.7 | 297.4 | 296 | 0 | 0
18:00 | 6 | -75.9 | 24.9 | 35.1 | 290.9 | 297.4 | 295.7 | 0 | 0
19:00 | -2.4 | -64.1 | 0 | 6 | 289.9 | 296.9 | 294.9 | 0 | 0
20:00 | -10.1 | -51.6 | 0 | 0 | 289 | 297 | 294.4 | 0 | 0
21:00 | -16.6 | -38.1 | 0 | 0 | 288.1 | 297.3 | 293.9 | 0 | 0
22:00 | -21.3 | -23.5 | 0 | 0 | 287.3 | 296.8 | 293.7 | 0 | 0
23:00 | -23.7 | -7.9 | 0 | 0 | 286.6 | 296.7 | 293.5 | 0 | 0
September
| solar | solar | direct | diffuse | outdoor | indoor | window | heating | blinds
| altitude | azimuth | radiation | radiation | temp. | temp. | temp. | load | closed
| (degrees) | (degrees) | (W-h/m2) | (W-h/m2) | (K) | (K) | (K) | (W-h/m2) | (% time)
midnight | -35.1 | 9.1 | 0 | 0 | 284.9 | 294.7 | 291.6 | 42.6 | 0
1:00 | -32.3 | 26.9 | 0 | 0 | 284.8 | 294.4 | 291.3 | 42.8 | 0
2:00 | -27.1 | 43.1 | 0 | 0 | 284.5 | 294.3 | 291.1 | 42.4 | 0
3:00 | -20 | 57.5 | 0 | 0 | 284.3 | 294.2 | 290.9 | 41.8 | 0
4:00 | -11.8 | 70.6 | 0 | 0 | 284.1 | 294.1 | 290.8 | 42.6 | 0
5:00 | -3 | 82.8 | 0 | 0.3 | 284 | 294.1 | 290.8 | 44.7 | 0
6:00 | 6 | 94.7 | 0 | 19.9 | 284.3 | 294.2 | 291.1 | 42.2 | 0
7:00 | 15 | 107 | 0 | 44.4 | 284.7 | 294.6 | 291.8 | 37.2 | 0
8:00 | 23.3 | 120.2 | 0 | 67.9 | 285.4 | 296.7 | 293.7 | 0.4 | 0
9:00 | 30.6 | 135 | 0 | 89.9 | 286.1 | 296.9 | 294.2 | 0.5 | 0
10:00 | 36 | 151.7 | 0 | 104.9 | 286.8 | 297.1 | 294.6 | 0.3 | 0
11:00 | 39 | 170.3 | 0 | 105.9 | 287.6 | 296.8 | 295 | 0.3 | 0
noon | 39 | -170.3 | 0 | 104.9 | 288.3 | 296.8 | 295.3 | 0.2 | 0
13:00 | 36 | -151.7 | 0 | 101.4 | 288.9 | 296.9 | 295.4 | 0.2 | 0
14:00 | 30.6 | -135 | 0 | 92.6 | 289.4 | 297.3 | 295.4 | 0.1 | 0
15:00 | 23.3 | -120.2 | 0 | 73.2 | 289.5 | 297.1 | 295.3 | 0.1 | 0
16:00 | 15 | -107 | 0 | 44.6 | 289.3 | 297.1 | 294.9 | 0.1 | 0
17:00 | 6 | -94.7 | 0 | 23.9 | 288.6 | 296.6 | 294.5 | 0.1 | 0
18:00 | -3 | -82.8 | 0 | 2.4 | 287.8 | 296.8 | 294 | 0.1 | 0
19:00 | -11.8 | -70.6 | 0 | 0 | 287.1 | 296.6 | 293.6 | 0.3 | 0
20:00 | -20 | -57.5 | 0 | 0 | 286.5 | 296.4 | 293.5 | 0.3 | 0
21:00 | -27.1 | -43.1 | 0 | 0 | 285.9 | 297 | 293.3 | 0.2 | 0
22:00 | -32.3 | -26.9 | 0 | 0 | 285.3 | 297 | 292.8 | 0.4 | 0
23:00 | -35.1 | -9.1 | 0 | 0 | 285 | 296.6 | 292.9 | 0.5 | 0
October
| solar | solar | direct | diffuse | outdoor | indoor | window | heating | blinds
| altitude | azimuth | radiation | radiation | temp. | temp. | temp. | load | closed
| (degrees) | (degrees) | (W-h/m2) | (W-h/m2) | (K) | (K) | (K) | (W-h/m2) | (% time)
midnight | -47 | 10.8 | 0 | 0 | 282.1 | 294.2 | 290.2 | 58.2 | 0
1:00 | -43.7 | 31.4 | 0 | 0 | 282.1 | 294.1 | 290.2 | 57.3 | 0
2:00 | -37.8 | 49.3 | 0 | 0 | 282 | 294.1 | 290.1 | 58.8 | 0
3:00 | -30.1 | 64.6 | 0 | 0 | 281.8 | 294.1 | 290.1 | 59.7 | 0
4:00 | -21.5 | 78 | 0 | 0 | 281.8 | 294.1 | 290.1 | 61.1 | 0
5:00 | -12.4 | 90.2 | 0 | 0 | 281.7 | 294.1 | 290 | 65.9 | 0
6:00 | -3.4 | 102 | 0 | 0.8 | 281.8 | 294.1 | 290.1 | 66.6 | 0
7:00 | 5.2 | 114 | 0 | 16.8 | 282.2 | 294.1 | 290.4 | 65 | 0
8:00 | 13 | 126.6 | 0 | 37.6 | 282.6 | 296 | 292 | 0.6 | 0
9:00 | 19.7 | 140.4 | 0 | 61.3 | 283.3 | 296.4 | 292.4 | 0.8 | 0
10:00 | 24.5 | 155.5 | 0 | 70.4 | 283.9 | 296.1 | 292.9 | 0.9 | 0
11:00 | 27.1 | 171.7 | 0 | 81.3 | 284.6 | 296 | 293.3 | 0.8 | 0
noon | 27.1 | -171.7 | 0 | 79 | 285.1 | 295.9 | 293.4 | 0.8 | 0
13:00 | 24.5 | -155.5 | 0 | 65.6 | 285.4 | 296.1 | 293.2 | 0.7 | 0
14:00 | 19.7 | -140.4 | 0 | 49.7 | 285.5 | 296.2 | 293.1 | 0.6 | 0
15:00 | 13 | -126.6 | 0 | 33.4 | 285.3 | 296.1 | 292.9 | 0.5 | 0
16:00 | 5.2 | -114 | 0 | 14.6 | 284.7 | 296 | 292.3 | 0.4 | 0
17:00 | -3.4 | -102 | 0 | 0.4 | 284.1 | 295.7 | 292 | 0.5 | 0
18:00 | -12.4 | -90.2 | 0 | 0 | 283.5 | 296.1 | 292 | 0.3 | 0
19:00 | -21.5 | -78 | 0 | 0 | 283.1 | 296.3 | 291.8 | 0.5 | 0
20:00 | -30.1 | -64.6 | 0 | 0 | 282.8 | 296.1 | 291.7 | 0.6 | 0
21:00 | -37.8 | -49.3 | 0 | 0 | 282.5 | 296.3 | 291.5 | 0.4 | 0
22:00 | -43.7 | -31.4 | 0 | 0 | 282.4 | 295.9 | 291.4 | 0.6 | 0
23:00 | -47 | -10.8 | 0 | 0 | 282.2 | 296.2 | 291.5 | 0.3 | 0
November
| solar | solar | direct | diffuse | outdoor | indoor | window | heating | blinds
| altitude | azimuth | radiation | radiation | temp. | temp. | temp. | load | closed
| (degrees) | (degrees) | (W-h/m2) | (W-h/m2) | (K) | (K) | (K) | (W-h/m2) | (% time)
midnight | -56.2 | 12.8 | 0 | 0 | 278.9 | 294.1 | 289.1 | 103.9 | 0
1:00 | -52.4 | 36.3 | 0 | 0 | 278.8 | 294.1 | 289.1 | 104.6 | 0
2:00 | -45.8 | 55.6 | 0 | 0 | 278.6 | 294.1 | 289.1 | 110.7 | 0
3:00 | -37.7 | 71.1 | 0 | 0 | 278.5 | 294.1 | 289 | 107.1 | 0
4:00 | -28.8 | 84.3 | 0 | 0 | 278.4 | 294.1 | 289 | 103.1 | 0
5:00 | -19.7 | 96.2 | 0 | 0 | 278.4 | 294.1 | 289 | 106.6 | 0
6:00 | -10.7 | 107.7 | 0 | 0 | 278.3 | 294.1 | 289 | 106.9 | 0
7:00 | -2.4 | 119.2 | 0 | 1 | 278.2 | 294.1 | 288.9 | 107.5 | 0
8:00 | 5 | 131.2 | 0 | 16 | 278.4 | 295.7 | 290.7 | 0.3 | 0
9:00 | 11.1 | 144.1 | 0 | 30.1 | 278.8 | 295.8 | 290.4 | 1.7 | 0
10:00 | 15.5 | 157.9 | 0 | 45.9 | 279.2 | 296 | 290.8 | 1.5 | 0
11:00 | 17.8 | 172.5 | 0 | 57.8 | 279.7 | 295.7 | 291.2 | 2.1 | 0
noon | 17.8 | -172.5 | 0 | 55.3 | 280.1 | 296.2 | 291.3 | 1.2 | 0
13:00 | 15.5 | -157.9 | 0 | 47.3 | 280.3 | 295.9 | 291.5 | 1.7 | 0
14:00 | 11.1 | -144.1 | 0 | 30.2 | 280.4 | 296 | 291.4 | 1.3 | 0
15:00 | 5 | -131.2 | 0 | 12.9 | 280.2 | 296.1 | 290.9 | 0.9 | 0
16:00 | -2.4 | -119.2 | 0 | 0 | 280 | 295.9 | 290.7 | 0.8 | 0
17:00 | -10.7 | -107.7 | 0 | 0 | 279.7 | 295.8 | 290.7 | 0.8 | 0
18:00 | -19.7 | -96.2 | 0 | 0 | 279.6 | 295.7 | 290.8 | 0.7 | 0
19:00 | -28.8 | -84.3 | 0 | 0 | 279.4 | 295.9 | 290.5 | 0.7 | 0
20:00 | -37.7 | -71.1 | 0 | 0 | 279.4 | 296.1 | 290.4 | 0.6 | 0
21:00 | -45.8 | -55.6 | 0 | 0 | 279.2 | 295.9 | 290.3 | 1.1 | 0
22:00 | -52.4 | -36.3 | 0 | 0 | 279 | 295.6 | 290.4 | 0.8 | 0
23:00 | -56.2 | -12.8 | 0 | 0 | 278.8 | 295.9 | 290.7 | 0.5 | 0
December
| solar | solar | direct | diffuse | outdoor | indoor | window | heating | blinds
| altitude | azimuth | radiation | radiation | temp. | temp. | temp. | load | closed
| (degrees) | (degrees) | (W-h/m2) | (W-h/m2) | (K) | (K) | (K) | (W-h/m2) | (% time)
midnight | -60.2 | 13.9 | 0 | 0 | 276.9 | 294.1 | 288.5 | 108.8 | 0
1:00 | -56.1 | 39.1 | 0 | 0 | 276.8 | 294.1 | 288.5 | 112.7 | 0
2:00 | -49.2 | 58.9 | 0 | 0 | 276.8 | 294.1 | 288.5 | 113.1 | 0
3:00 | -40.9 | 74.4 | 0 | 0 | 276.8 | 294.1 | 288.5 | 113.1 | 0
4:00 | -31.9 | 87.4 | 0 | 0 | 276.9 | 294.1 | 288.5 | 110.4 | 0
5:00 | -22.8 | 99.1 | 0 | 0 | 277 | 294.1 | 288.5 | 113.4 | 0
6:00 | -14 | 110.2 | 0 | 0 | 276.9 | 294.1 | 288.5 | 110.6 | 0
7:00 | -5.8 | 121.5 | 0 | 0 | 276.9 | 294.1 | 288.5 | 107.8 | 0
8:00 | 1.4 | 133.2 | 0 | 1.8 | 277.1 | 296.3 | 289.8 | 0 | 0
9:00 | 7.3 | 145.7 | 0 | 14.9 | 277.3 | 295.8 | 289.6 | 1.8 | 0
10:00 | 11.6 | 158.9 | 0 | 28.6 | 277.7 | 295.9 | 290.6 | 1.6 | 0
11:00 | 13.8 | 172.9 | 0 | 36.8 | 277.9 | 295.9 | 290.8 | 1.5 | 0
noon | 13.8 | -172.9 | 0 | 37.9 | 278.2 | 295.8 | 290.4 | 1.9 | 0
13:00 | 11.6 | -158.9 | 0 | 29 | 278.4 | 296 | 290.4 | 1.5 | 0
14:00 | 7.3 | -145.7 | 0 | 18.1 | 278.3 | 295.7 | 290.4 | 1.6 | 0
15:00 | 1.4 | -133.2 | 0 | 4.7 | 278.2 | 296 | 290.3 | 0.7 | 0
16:00 | -5.8 | -121.5 | 0 | 0 | 277.8 | 295.7 | 290 | 1.3 | 0
17:00 | -14 | -110.2 | 0 | 0 | 277.7 | 295.8 | 290.1 | 0.8 | 0
18:00 | -22.8 | -99.1 | 0 | 0 | 277.5 | 295.9 | 289.8 | 1 | 0
19:00 | -31.9 | -87.4 | 0 | 0 | 277.5 | 295.5 | 289.9 | 1.1 | 0
20:00 | -40.9 | -74.4 | 0 | 0 | 277.3 | 296 | 290 | 0.8 | 0
21:00 | -49.2 | -58.9 | 0 | 0 | 277.1 | 296 | 289.9 | 0.7 | 0
22:00 | -56.1 | -39.1 | 0 | 0 | 277.1 | 295.6 | 289.8 | 1.5 | 0
23:00 | -60.2 | -13.9 | 0 | 0 | 277 | 296.2 | 289.8 | 0.7 | 0

## Sheet66
Scenario Three (red)
Tue Dec 03 2019 23:31:42 GMT+0000 (Greenwich Mean Time)
Setup Information:
Building
Location | UK - London
Building length, side A | N/A
Building length, side B | N/A
Simulation Type
Simulation Type | one_sided
Window Description
Typology | dgu_nb
Glazing Type | clear
Window Area | 66%
Wall Description
Insulation R-Value | 99999999.9 m2-K/W
Occupancy
Type | Low-rise Residential
Occupancy Load | 0.000 people per m2
Lighting Requirements | 400 lux
Equipment Load | 0.00 W/m2
Room Ventilation
Air Change Rate per Occupant | 15.0 liters / sec per person
Total Air Change Rate | 0.0 roomfuls per hour
Lighting Control
Lighting Control | lights do not respond to daylight: all lights fully on while building is occupied
Representative Room
Orientation | north
Room Depth | 27 m
Room Width | 5 m
Room Height | 2.2 m
Thermal Mass
Thermal Mass | none
Overhang
Overhang Depth | 0 m
Roof
Roof Type | adiabatic roof
Simulation Results:
Primary Energy Use and CO2 Emissions
| heating | cooling | lighting | total | CO2
| energy | energy | energy | energy | emissions
| (kWh/m2) | (kWh/m2) | (kWh/m2) | (kWh/m2) | (kg/m2)
January | 33.5 | 0 | 7.3 | 40.8 | 8.2
February | 28.1 | 0 | 6.6 | 34.7 | 6.9
March | 32.1 | 0 | 7.3 | 39.4 | 7.9
April | 26 | 0 | 7.1 | 33.1 | 6.6
May | 18.9 | 0 | 7.3 | 26.2 | 5.2
June | 9.5 | 0 | 7.1 | 16.6 | 3.3
July | 4.3 | 0 | 7.3 | 11.6 | 2.3
August | 4.3 | 0 | 7.3 | 11.6 | 2.3
September | 10.2 | 0 | 7.1 | 17.3 | 3.5
October | 15.5 | 0 | 7.3 | 22.8 | 4.6
November | 26 | 0 | 7.1 | 33.1 | 6.6
December | 28.2 | 0 | 7.3 | 35.5 | 7.1
Total | 236.6 | 0 | 86.1 | 322.7 | 64.5 | yearly energy
January
| solar | solar | direct | diffuse | outdoor | indoor | window | heating | blinds
| altitude | azimuth | radiation | radiation | temp. | temp. | temp. | load | closed
| (degrees) | (degrees) | (W-h/m2) | (W-h/m2) | (K) | (K) | (K) | (W-h/m2) | (% time)
midnight | -58.1 | 13.3 | 0 | 0 | 275.9 | 294.1 | 288.2 | 136.2 | 0
1:00 | -54.2 | 37.6 | 0 | 0 | 275.8 | 294.1 | 288.2 | 135.7 | 0
2:00 | -47.5 | 57.1 | 0 | 0 | 275.8 | 294.1 | 288.2 | 134.2 | 0
3:00 | -39.2 | 72.7 | 0 | 0 | 275.7 | 294.1 | 288.1 | 130 | 0
4:00 | -30.2 | 85.8 | 0 | 0 | 275.6 | 294.1 | 288.1 | 132.7 | 0
5:00 | -21.1 | 97.6 | 0 | 0 | 275.6 | 294.1 | 288.1 | 132.6 | 0
6:00 | -12.3 | 108.9 | 0 | 0 | 275.5 | 294.1 | 288.1 | 130.2 | 0
7:00 | -4 | 120.3 | 0 | 0 | 275.5 | 294.1 | 288.1 | 129.1 | 0
8:00 | 3.3 | 132.2 | 0 | 5.1 | 275.7 | 296.3 | 289.3 | 0 | 0
9:00 | 9.3 | 144.9 | 0 | 20.2 | 276.1 | 295.6 | 289.7 | 2 | 0
10:00 | 13.6 | 158.4 | 0 | 34.6 | 276.5 | 295.8 | 289.7 | 1.9 | 0
11:00 | 15.9 | 172.7 | 0 | 40.5 | 276.7 | 295.6 | 290.3 | 2 | 0
noon | 15.9 | -172.7 | 0 | 42.7 | 277.2 | 295.8 | 290.2 | 1.9 | 0
13:00 | 13.6 | -158.4 | 0 | 38.1 | 277.6 | 295.7 | 290.1 | 2 | 0
14:00 | 9.3 | -144.9 | 0 | 26.7 | 277.5 | 295.9 | 290.2 | 1.7 | 0
15:00 | 3.3 | -132.2 | 0 | 13.2 | 277.3 | 296 | 290.2 | 0.9 | 0
16:00 | -4 | -120.3 | 0 | 0.6 | 277 | 295.8 | 289.6 | 1.3 | 0
17:00 | -12.3 | -108.9 | 0 | 0 | 276.8 | 296.1 | 289.8 | 0.9 | 0
18:00 | -21.1 | -97.6 | 0 | 0 | 276.5 | 295.7 | 289.8 | 1.6 | 0
19:00 | -30.2 | -85.8 | 0 | 0 | 276.3 | 295.9 | 289.4 | 1 | 0
20:00 | -39.2 | -72.7 | 0 | 0 | 276.1 | 295.7 | 289.4 | 1.2 | 0
21:00 | -47.5 | -57.1 | 0 | 0 | 276.1 | 296 | 289.6 | 0.8 | 0
22:00 | -54.2 | -37.6 | 0 | 0 | 276 | 295.9 | 289.5 | 0.9 | 0
23:00 | -58.1 | -13.3 | 0 | 0 | 275.9 | 296 | 289.4 | 1.1 | 0
February
| solar | solar | direct | diffuse | outdoor | indoor | window | heating | blinds
| altitude | azimuth | radiation | radiation | temp. | temp. | temp. | load | closed
| (degrees) | (degrees) | (W-h/m2) | (W-h/m2) | (K) | (K) | (K) | (W-h/m2) | (% time)
midnight | -50.4 | 11.4 | 0 | 0 | 275.4 | 294.1 | 288 | 116.6 | 0
1:00 | -46.9 | 33 | 0 | 0 | 275.3 | 294.1 | 288 | 111.3 | 0
2:00 | -40.8 | 51.4 | 0 | 0 | 275.2 | 294.1 | 288 | 115.4 | 0
3:00 | -32.9 | 66.9 | 0 | 0 | 275.2 | 294.1 | 288 | 122 | 0
4:00 | -24.2 | 80.2 | 0 | 0 | 275.2 | 294.1 | 288 | 124 | 0
5:00 | -15.1 | 92.3 | 0 | 0 | 275.1 | 294.1 | 287.9 | 128.6 | 0
6:00 | -6.1 | 104 | 0 | 0 | 275.1 | 294.1 | 287.9 | 128.4 | 0
7:00 | 2.4 | 115.9 | 0 | 2.3 | 275.1 | 294.1 | 288 | 132 | 0
8:00 | 10.1 | 128.3 | 0 | 20.6 | 275.5 | 296.3 | 289.8 | 0.5 | 0
9:00 | 16.5 | 141.8 | 0 | 40.4 | 276.1 | 295.5 | 289.9 | 2.6 | 0
10:00 | 21.2 | 156.4 | 0 | 55.1 | 276.7 | 295.9 | 290.2 | 2.3 | 0
11:00 | 23.7 | 172 | 0 | 60.6 | 277.3 | 295.6 | 290.6 | 2.6 | 0
noon | 23.7 | -172 | 0 | 65.1 | 277.9 | 296.1 | 290.7 | 2.2 | 0
13:00 | 21.2 | -156.4 | 0 | 57 | 278.4 | 295.9 | 290.9 | 2.2 | 0
14:00 | 16.5 | -141.8 | 0 | 53.5 | 278.5 | 295.8 | 290.7 | 2.1 | 0
15:00 | 10.1 | -128.3 | 0 | 36 | 278.3 | 296 | 290.4 | 1.8 | 0
16:00 | 2.4 | -115.9 | 0 | 14.5 | 277.7 | 296.1 | 290.2 | 1.6 | 0
17:00 | -6.1 | -104 | 0 | 0.3 | 277.1 | 295.7 | 289.8 | 1.4 | 0
18:00 | -15.1 | -92.3 | 0 | 0 | 276.7 | 296.3 | 290 | 0.7 | 0
19:00 | -24.2 | -80.2 | 0 | 0 | 276.3 | 295.7 | 289.4 | 1.8 | 0
20:00 | -32.9 | -66.9 | 0 | 0 | 276 | 295.8 | 289.3 | 0.9 | 0
21:00 | -40.8 | -51.4 | 0 | 0 | 275.7 | 296 | 289.4 | 1.1 | 0
22:00 | -46.9 | -33 | 0 | 0 | 275.5 | 296 | 289 | 1 | 0
23:00 | -50.4 | -11.4 | 0 | 0 | 275.4 | 296 | 289.5 | 0.8 | 0
March
| solar | solar | direct | diffuse | outdoor | indoor | window | heating | blinds
| altitude | azimuth | radiation | radiation | temp. | temp. | temp. | load | closed
| (degrees) | (degrees) | (W-h/m2) | (W-h/m2) | (K) | (K) | (K) | (W-h/m2) | (% time)
midnight | -39 | 9.6 | 0 | 0 | 276.9 | 294.1 | 288.5 | 128.5 | 0
1:00 | -36 | 28.2 | 0 | 0 | 276.8 | 294.1 | 288.5 | 132.4 | 0
2:00 | -30.6 | 45 | 0 | 0 | 276.7 | 294.1 | 288.4 | 136.6 | 0
3:00 | -23.4 | 59.7 | 0 | 0 | 276.5 | 294.1 | 288.4 | 129.1 | 0
4:00 | -15 | 72.9 | 0 | 0 | 276.3 | 294.1 | 288.3 | 130.4 | 0
5:00 | -6.1 | 85.2 | 0 | 0 | 276.4 | 294.1 | 288.3 | 125.2 | 0
6:00 | 2.9 | 97.1 | 0 | 4.1 | 276.6 | 294.1 | 288.4 | 117.6 | 0
7:00 | 11.8 | 109.3 | 0 | 24.9 | 276.9 | 294.1 | 288.8 | 113.8 | 0
8:00 | 20 | 122.4 | 0 | 48.1 | 277.4 | 296.1 | 290.3 | 1.1 | 0
9:00 | 27 | 136.9 | 0 | 66.7 | 278 | 295.9 | 290.7 | 2 | 0
10:00 | 32.2 | 153.1 | 0 | 85.8 | 278.8 | 296.2 | 291.1 | 2 | 0
11:00 | 35.1 | 170.8 | 0 | 100 | 279.8 | 296 | 291.8 | 2.1 | 0
noon | 35.1 | -170.8 | 0 | 101.7 | 280.5 | 296 | 291.9 | 2.1 | 0
13:00 | 32.2 | -153.1 | 0 | 93 | 281.2 | 295.8 | 292.2 | 1.5 | 0
14:00 | 27 | -136.9 | 0 | 79.8 | 281.5 | 295.8 | 292.2 | 1.5 | 0
15:00 | 20 | -122.4 | 0 | 58.9 | 281.4 | 295.8 | 291.9 | 1.8 | 0
16:00 | 11.8 | -109.3 | 0 | 34.5 | 280.9 | 296.3 | 291.5 | 1.2 | 0
17:00 | 2.9 | -97.1 | 0 | 15.4 | 280.1 | 296 | 290.9 | 1.4 | 0
18:00 | -6.1 | -85.2 | 0 | 0 | 279.4 | 295.8 | 290.5 | 1.2 | 0
19:00 | -15 | -72.9 | 0 | 0 | 278.7 | 295.7 | 290.4 | 1 | 0
20:00 | -23.4 | -59.7 | 0 | 0 | 278.2 | 295.9 | 290.1 | 1 | 0
21:00 | -30.6 | -45 | 0 | 0 | 277.8 | 295.8 | 290.1 | 1.5 | 0
22:00 | -36 | -28.2 | 0 | 0 | 277.3 | 296 | 289.9 | 1.1 | 0
23:00 | -39 | -9.6 | 0 | 0 | 277.1 | 296 | 289.8 | 1.3 | 0
April
| solar | solar | direct | diffuse | outdoor | indoor | window | heating | blinds
| altitude | azimuth | radiation | radiation | temp. | temp. | temp. | load | closed
| (degrees) | (degrees) | (W-h/m2) | (W-h/m2) | (K) | (K) | (K) | (W-h/m2) | (% time)
midnight | -27.1 | 8.3 | 0 | 0 | 278.5 | 294.1 | 289 | 105.6 | 0
1:00 | -24.5 | 24.4 | 0 | 0 | 278.2 | 294.1 | 288.9 | 103.8 | 0
2:00 | -19.7 | 39.5 | 0 | 0 | 278 | 294.1 | 288.9 | 105.5 | 0
3:00 | -13.1 | 53.3 | 0 | 0 | 277.7 | 294.1 | 288.8 | 107.5 | 0
4:00 | -5.2 | 66 | 0 | 0 | 277.4 | 294.1 | 288.7 | 106.5 | 0
5:00 | 3.4 | 78 | 3 | 8 | 277.6 | 294.1 | 288.8 | 105.2 | 0
6:00 | 12.4 | 89.8 | 0.4 | 33.9 | 278.1 | 294.1 | 289.2 | 107.9 | 0
7:00 | 21.5 | 102 | 0 | 60.7 | 278.8 | 294.1 | 289.8 | 103.8 | 0
8:00 | 30.1 | 115.3 | 0 | 79.7 | 279.5 | 295.7 | 291.5 | 1.9 | 0
9:00 | 37.7 | 130.6 | 0 | 102.3 | 280.6 | 295.9 | 291.9 | 2.1 | 0
10:00 | 43.7 | 148.5 | 0 | 121.4 | 281.5 | 296.1 | 292.5 | 2.1 | 0
11:00 | 47 | 169.1 | 0 | 133.9 | 282.5 | 296.1 | 293.2 | 2 | 0
noon | 47 | -169.1 | 0 | 135.6 | 283.5 | 295.9 | 293.5 | 1.6 | 0
13:00 | 43.7 | -148.5 | 0 | 127.4 | 284.2 | 296.3 | 293.6 | 1.3 | 0
14:00 | 37.7 | -130.6 | 0 | 116.3 | 284.7 | 295.7 | 293.6 | 1.1 | 0
15:00 | 30.1 | -115.3 | 0 | 86.8 | 285 | 296 | 293.5 | 0.9 | 0
16:00 | 21.5 | -102 | 0 | 66.8 | 284.7 | 295.8 | 292.9 | 0.8 | 0
17:00 | 12.4 | -89.8 | 0.5 | 41.3 | 283.9 | 296 | 292.5 | 1 | 0
18:00 | 3.4 | -78 | 12.3 | 16.4 | 283 | 296.1 | 292.1 | 1 | 0
19:00 | -5.2 | -66 | 0 | 0 | 282 | 295.8 | 291.4 | 0.8 | 0
20:00 | -13.1 | -53.3 | 0 | 0 | 281 | 295.8 | 291.1 | 0.8 | 0
21:00 | -19.7 | -39.5 | 0 | 0 | 280 | 295.7 | 290.9 | 1 | 0
22:00 | -24.5 | -24.4 | 0 | 0 | 279.3 | 295.8 | 290.3 | 1.1 | 0
23:00 | -27.1 | -8.3 | 0 | 0 | 278.6 | 296.1 | 290.4 | 0.7 | 0
May
| solar | solar | direct | diffuse | outdoor | indoor | window | heating | blinds
| altitude | azimuth | radiation | radiation | temp. | temp. | temp. | load | closed
| (degrees) | (degrees) | (W-h/m2) | (W-h/m2) | (K) | (K) | (K) | (W-h/m2) | (% time)
midnight | -17.9 | 7.4 | 0 | 0 | 281 | 294.1 | 289.8 | 75.8 | 0
1:00 | -15.5 | 22 | 0 | 0 | 280.8 | 294.1 | 289.7 | 76.5 | 0
2:00 | -11.1 | 35.8 | 0 | 0 | 280.5 | 294.1 | 289.7 | 77 | 0
3:00 | -5 | 48.7 | 0 | 0 | 280.2 | 294.1 | 289.5 | 75.6 | 0
4:00 | 2.4 | 60.8 | 12.8 | 10.9 | 280.2 | 294.1 | 289.8 | 77.3 | 0
5:00 | 10.7 | 72.3 | 41.5 | 40.6 | 280.5 | 294.1 | 290.5 | 75.6 | 0
6:00 | 19.6 | 83.7 | 18 | 62.9 | 280.9 | 294.1 | 290.6 | 75.7 | 0
7:00 | 28.7 | 95.6 | 0 | 84.8 | 281.8 | 294.1 | 291 | 66.9 | 0
8:00 | 37.6 | 108.8 | 0 | 101.3 | 282.7 | 296.4 | 292.4 | 0.9 | 0
9:00 | 45.8 | 124.4 | 0 | 131.7 | 283.7 | 296.2 | 293.5 | 1.2 | 0
10:00 | 52.4 | 143.6 | 0 | 145.9 | 284.8 | 296 | 293.9 | 1.1 | 0
11:00 | 56.2 | 167.2 | 0 | 152.2 | 285.8 | 295.9 | 294.3 | 0.5 | 0
noon | 56.2 | -167.2 | 0 | 145.7 | 286.8 | 296.1 | 294.5 | 0.5 | 0
13:00 | 52.4 | -143.6 | 0 | 137.1 | 287.6 | 296.3 | 295 | 0.4 | 0
14:00 | 45.8 | -124.4 | 0 | 134.2 | 288 | 296.1 | 295.2 | 0.5 | 0
15:00 | 37.6 | -108.8 | 0 | 116.3 | 288 | 296.2 | 294.7 | 0.3 | 0
16:00 | 28.7 | -95.6 | 0 | 97.6 | 287.9 | 296.1 | 294.5 | 0.3 | 0
17:00 | 19.6 | -83.7 | 19 | 74.3 | 287.3 | 296.3 | 294.1 | 0.3 | 0
18:00 | 10.7 | -72.3 | 47.9 | 48.7 | 286.3 | 296.1 | 293.8 | 0.2 | 0
19:00 | 2.4 | -60.8 | 25.2 | 18.1 | 285.1 | 295.9 | 293 | 0.3 | 0
20:00 | -5 | -48.7 | 0 | 0 | 284 | 295.9 | 292 | 0.3 | 0
21:00 | -11.1 | -35.8 | 0 | 0 | 283.1 | 295.8 | 291.6 | 0.4 | 0
22:00 | -15.5 | -22 | 0 | 0 | 282.3 | 296 | 291.2 | 0.4 | 0
23:00 | -17.9 | -7.4 | 0 | 0 | 281.5 | 295.8 | 291.1 | 0.6 | 0
June
| solar | solar | direct | diffuse | outdoor | indoor | window | heating | blinds
| altitude | azimuth | radiation | radiation | temp. | temp. | temp. | load | closed
| (degrees) | (degrees) | (W-h/m2) | (W-h/m2) | (K) | (K) | (K) | (W-h/m2) | (% time)
midnight | -13.8 | 7 | 0 | 0 | 284.5 | 294.1 | 290.9 | 42.7 | 0
1:00 | -11.6 | 21 | 0 | 0 | 284.2 | 294.1 | 290.9 | 41.9 | 0
2:00 | -7.3 | 34.3 | 0 | 0 | 283.9 | 294.1 | 290.7 | 38.6 | 0
3:00 | -1.4 | 46.7 | 0 | 0 | 283.6 | 294.1 | 290.6 | 37.6 | 0
4:00 | 5.8 | 58.4 | 47 | 27.4 | 283.7 | 294.2 | 291.6 | 38.5 | 0
5:00 | 14 | 69.7 | 54.6 | 52.4 | 284.2 | 294.3 | 292.1 | 37.6 | 0
6:00 | 22.8 | 80.8 | 26.7 | 76.8 | 284.6 | 294.4 | 292.1 | 38.7 | 0
7:00 | 31.9 | 92.5 | 0 | 90.6 | 285.2 | 294.3 | 292.3 | 37.6 | 0
8:00 | 40.9 | 105.5 | 0 | 104.6 | 286.2 | 296 | 294 | 0.3 | 0
9:00 | 49.2 | 121 | 0 | 130.5 | 287.2 | 296.5 | 294.9 | 0.2 | 0
10:00 | 56.1 | 140.8 | 0 | 140.9 | 288.1 | 296.5 | 295.2 | 0.2 | 0
11:00 | 60.2 | 166 | 0 | 149.1 | 289.1 | 297 | 295.9 | 0.2 | 0
noon | 60.2 | -166 | 0 | 150.4 | 290 | 297.3 | 296.6 | 0.1 | 0
13:00 | 56.1 | -140.8 | 0 | 149.6 | 290.6 | 297.6 | 297.1 | 0 | 0
14:00 | 49.2 | -121 | 0 | 133.5 | 291 | 297.6 | 296.7 | 0 | 0
15:00 | 40.9 | -105.5 | 0 | 111.8 | 291.1 | 297.6 | 296.5 | 0 | 0
16:00 | 31.9 | -92.5 | 0 | 113.1 | 290.9 | 297.2 | 296.3 | 0 | 0
17:00 | 22.8 | -80.8 | 25.1 | 93.4 | 290.2 | 297 | 295.9 | 0.2 | 0
18:00 | 14 | -69.7 | 50.8 | 67.2 | 289.3 | 296.8 | 295.2 | 0.2 | 0
19:00 | 5.8 | -58.4 | 47.8 | 41 | 288.3 | 296.7 | 294.7 | 0.2 | 0
20:00 | -1.4 | -46.7 | 0 | 0 | 287.4 | 296.3 | 293.4 | 0.1 | 0
21:00 | -7.3 | -34.3 | 0 | 0 | 286.4 | 296.4 | 292.9 | 0.2 | 0
22:00 | -11.6 | -21 | 0 | 0 | 285.7 | 296.1 | 292.6 | 0.3 | 0
23:00 | -13.8 | -7 | 0 | 0 | 284.8 | 296.2 | 292.2 | 0.3 | 0
July
| solar | solar | direct | diffuse | outdoor | indoor | window | heating | blinds
| altitude | azimuth | radiation | radiation | temp. | temp. | temp. | load | closed
| (degrees) | (degrees) | (W-h/m2) | (W-h/m2) | (K) | (K) | (K) | (W-h/m2) | (% time)
midnight | -15.9 | 7.2 | 0 | 0 | 286.4 | 294.9 | 292.2 | 15.8 | 0
1:00 | -13.7 | 21.5 | 0 | 0 | 286.1 | 294.4 | 291.7 | 19.5 | 0
2:00 | -9.3 | 35.1 | 0 | 0 | 285.6 | 294.2 | 291.4 | 19.9 | 0
3:00 | -3.3 | 47.8 | 0 | 0 | 285.3 | 294.1 | 291.2 | 18.4 | 0
4:00 | 4 | 59.7 | 7.4 | 13.9 | 285.5 | 294.2 | 291.6 | 19.2 | 0
5:00 | 12.3 | 71 | 22.1 | 43.4 | 285.8 | 294.8 | 292.4 | 16.5 | 0
6:00 | 21.1 | 82.3 | 12.9 | 72.5 | 286.4 | 295.4 | 293.2 | 16.5 | 0
7:00 | 30.2 | 94.1 | 0 | 90.2 | 286.8 | 295.8 | 293.8 | 14.3 | 0
8:00 | 39.2 | 107.3 | 0 | 107.5 | 287.6 | 297.2 | 295 | 0.1 | 0
9:00 | 47.4 | 122.8 | 0 | 130 | 288.7 | 297.2 | 295.5 | 0 | 0
10:00 | 54.2 | 142.4 | 0 | 152.9 | 289.7 | 297.4 | 296.4 | 0 | 0
11:00 | 58.1 | 166.6 | 0 | 166.1 | 290.7 | 297.5 | 297 | 0 | 0
noon | 58.1 | -166.6 | 0 | 174.3 | 291.7 | 297.8 | 297.5 | 0 | 0
13:00 | 54.2 | -142.4 | 0 | 161.4 | 292.5 | 297.9 | 297.8 | 0 | 0
14:00 | 47.4 | -122.8 | 0 | 145.3 | 292.9 | 297.6 | 297.7 | 0 | 0
15:00 | 39.2 | -107.3 | 0 | 120.5 | 293 | 297.5 | 297.2 | 0 | 0
16:00 | 30.2 | -94.1 | 0 | 114.7 | 292.8 | 297.6 | 297.2 | 0 | 0
17:00 | 21.1 | -82.3 | 18.9 | 91.1 | 292.4 | 297.5 | 296.8 | 0 | 0
18:00 | 12.3 | -71 | 59.5 | 68.5 | 291.5 | 297.5 | 296.8 | 0 | 0
19:00 | 4 | -59.7 | 57.7 | 35.1 | 290.4 | 297.3 | 296.1 | 0 | 0
20:00 | -3.3 | -47.8 | 0 | 0 | 289.3 | 297.1 | 294.4 | 0 | 0
21:00 | -9.3 | -35.1 | 0 | 0 | 288.4 | 297.2 | 294.1 | 0 | 0
22:00 | -13.7 | -21.5 | 0 | 0 | 287.5 | 297 | 294 | 0.1 | 0
23:00 | -15.9 | -7.2 | 0 | 0 | 286.8 | 296.9 | 293.8 | 0 | 0
August
| solar | solar | direct | diffuse | outdoor | indoor | window | heating | blinds
| altitude | azimuth | radiation | radiation | temp. | temp. | temp. | load | closed
| (degrees) | (degrees) | (W-h/m2) | (W-h/m2) | (K) | (K) | (K) | (W-h/m2) | (% time)
midnight | -23.7 | 7.9 | 0 | 0 | 286.4 | 294.6 | 292 | 13.9 | 0
1:00 | -21.3 | 23.5 | 0 | 0 | 286 | 294.3 | 291.6 | 15.4 | 0
2:00 | -16.6 | 38.1 | 0 | 0 | 285.9 | 294.2 | 291.5 | 17.1 | 0
3:00 | -10.1 | 51.6 | 0 | 0 | 285.4 | 294.1 | 291.3 | 18.3 | 0
4:00 | -2.4 | 64.1 | 0 | 0 | 285.1 | 294.1 | 291.1 | 20.5 | 0
5:00 | 6 | 75.9 | 12.7 | 19 | 285.3 | 294.3 | 291.6 | 19.2 | 0
6:00 | 15.1 | 87.6 | 5.8 | 45.6 | 285.9 | 294.8 | 292.3 | 17.7 | 0
7:00 | 24.2 | 99.7 | 0 | 76 | 286.5 | 295.4 | 293.2 | 17.7 | 0
8:00 | 32.9 | 113.1 | 0 | 96.4 | 287.3 | 296.6 | 294.7 | 0 | 0
9:00 | 40.7 | 128.5 | 0 | 119 | 288.2 | 297.4 | 295.4 | 0 | 0
10:00 | 46.9 | 146.9 | 0 | 144.3 | 289.3 | 297.1 | 295.9 | 0 | 0
11:00 | 50.3 | 168.5 | 0 | 156.9 | 290.4 | 297.2 | 296.6 | 0 | 0
noon | 50.3 | -168.5 | 0 | 169.1 | 291.3 | 297.5 | 297.2 | 0 | 0
13:00 | 46.9 | -146.9 | 0 | 150.2 | 292 | 297.7 | 297.3 | 0 | 0
14:00 | 40.7 | -128.5 | 0 | 130.8 | 292.5 | 297.5 | 297.4 | 0 | 0
15:00 | 32.9 | -113.1 | 0 | 103.7 | 292.6 | 297.7 | 297.1 | 0 | 0
16:00 | 24.2 | -99.7 | 0 | 76.7 | 292.2 | 297.7 | 296.7 | 0 | 0
17:00 | 15.1 | -87.6 | 6.3 | 56.4 | 291.7 | 297.4 | 296 | 0 | 0
18:00 | 6 | -75.9 | 24.9 | 35.1 | 290.9 | 297.1 | 295.7 | 0 | 0
19:00 | -2.4 | -64.1 | 0 | 6 | 289.9 | 297.1 | 294.8 | 0 | 0
20:00 | -10.1 | -51.6 | 0 | 0 | 289 | 297 | 294.5 | 0 | 0
21:00 | -16.6 | -38.1 | 0 | 0 | 288.1 | 297.1 | 293.9 | 0 | 0
22:00 | -21.3 | -23.5 | 0 | 0 | 287.3 | 296.9 | 293.6 | 0 | 0
23:00 | -23.7 | -7.9 | 0 | 0 | 286.6 | 296.9 | 293.4 | 0 | 0
September
| solar | solar | direct | diffuse | outdoor | indoor | window | heating | blinds
| altitude | azimuth | radiation | radiation | temp. | temp. | temp. | load | closed
| (degrees) | (degrees) | (W-h/m2) | (W-h/m2) | (K) | (K) | (K) | (W-h/m2) | (% time)
midnight | -35.1 | 9.1 | 0 | 0 | 284.9 | 294.7 | 291.5 | 42.6 | 0
1:00 | -32.3 | 26.9 | 0 | 0 | 284.8 | 294.4 | 291.3 | 42.9 | 0
2:00 | -27.1 | 43.1 | 0 | 0 | 284.5 | 294.3 | 291.1 | 42.4 | 0
3:00 | -20 | 57.5 | 0 | 0 | 284.3 | 294.2 | 290.9 | 41.8 | 0
4:00 | -11.8 | 70.6 | 0 | 0 | 284.1 | 294.1 | 290.8 | 42.6 | 0
5:00 | -3 | 82.8 | 0 | 0.3 | 284 | 294.1 | 290.8 | 44.7 | 0
6:00 | 6 | 94.7 | 0 | 19.9 | 284.3 | 294.2 | 291.1 | 42.3 | 0
7:00 | 15 | 107 | 0 | 44.4 | 284.7 | 294.6 | 291.8 | 37.2 | 0
8:00 | 23.3 | 120.2 | 0 | 67.9 | 285.4 | 296.8 | 293.8 | 0.4 | 0
9:00 | 30.6 | 135 | 0 | 89.9 | 286.1 | 296.9 | 294.2 | 0.6 | 0
10:00 | 36 | 151.7 | 0 | 104.9 | 286.8 | 297.1 | 294.6 | 0.3 | 0
11:00 | 39 | 170.3 | 0 | 105.9 | 287.6 | 297 | 295 | 0.3 | 0
noon | 39 | -170.3 | 0 | 104.9 | 288.3 | 296.9 | 295.3 | 0.2 | 0
13:00 | 36 | -151.7 | 0 | 101.4 | 288.9 | 296.9 | 295.3 | 0.2 | 0
14:00 | 30.6 | -135 | 0 | 92.6 | 289.4 | 297.2 | 295.5 | 0.1 | 0
15:00 | 23.3 | -120.2 | 0 | 73.2 | 289.5 | 297 | 295.4 | 0.1 | 0
16:00 | 15 | -107 | 0 | 44.6 | 289.3 | 297.1 | 294.7 | 0.1 | 0
17:00 | 6 | -94.7 | 0 | 23.9 | 288.6 | 296.9 | 294.3 | 0.1 | 0
18:00 | -3 | -82.8 | 0 | 2.4 | 287.8 | 296.7 | 293.9 | 0.1 | 0
19:00 | -11.8 | -70.6 | 0 | 0 | 287.1 | 296.5 | 293.7 | 0.3 | 0
20:00 | -20 | -57.5 | 0 | 0 | 286.5 | 296.4 | 293.5 | 0.3 | 0
21:00 | -27.1 | -43.1 | 0 | 0 | 285.9 | 296.9 | 293.3 | 0.2 | 0
22:00 | -32.3 | -26.9 | 0 | 0 | 285.3 | 296.8 | 292.8 | 0.4 | 0
23:00 | -35.1 | -9.1 | 0 | 0 | 285 | 296.5 | 293 | 0.5 | 0
October
| solar | solar | direct | diffuse | outdoor | indoor | window | heating | blinds
| altitude | azimuth | radiation | radiation | temp. | temp. | temp. | load | closed
| (degrees) | (degrees) | (W-h/m2) | (W-h/m2) | (K) | (K) | (K) | (W-h/m2) | (% time)
midnight | -47 | 10.8 | 0 | 0 | 282.1 | 294.2 | 290.2 | 58.2 | 0
1:00 | -43.7 | 31.4 | 0 | 0 | 282.1 | 294.1 | 290.2 | 57.3 | 0
2:00 | -37.8 | 49.3 | 0 | 0 | 282 | 294.1 | 290.1 | 58.8 | 0
3:00 | -30.1 | 64.6 | 0 | 0 | 281.8 | 294.1 | 290.1 | 59.7 | 0
4:00 | -21.5 | 78 | 0 | 0 | 281.8 | 294.1 | 290.1 | 61.2 | 0
5:00 | -12.4 | 90.2 | 0 | 0 | 281.7 | 294.1 | 290 | 65.9 | 0
6:00 | -3.4 | 102 | 0 | 0.8 | 281.8 | 294.1 | 290.1 | 66.6 | 0
7:00 | 5.2 | 114 | 0 | 16.8 | 282.2 | 294.1 | 290.4 | 65 | 0
8:00 | 13 | 126.6 | 0 | 37.6 | 282.6 | 296 | 292 | 0.6 | 0
9:00 | 19.7 | 140.4 | 0 | 61.3 | 283.3 | 296.3 | 292.5 | 0.8 | 0
10:00 | 24.5 | 155.5 | 0 | 70.4 | 283.9 | 296 | 292.8 | 0.9 | 0
11:00 | 27.1 | 171.7 | 0 | 81.3 | 284.6 | 296 | 293.2 | 0.8 | 0
noon | 27.1 | -171.7 | 0 | 79 | 285.1 | 295.9 | 293.3 | 0.8 | 0
13:00 | 24.5 | -155.5 | 0 | 65.6 | 285.4 | 296.1 | 293.2 | 0.6 | 0
14:00 | 19.7 | -140.4 | 0 | 49.7 | 285.5 | 296.2 | 293 | 0.6 | 0
15:00 | 13 | -126.6 | 0 | 33.4 | 285.3 | 296.2 | 292.8 | 0.4 | 0
16:00 | 5.2 | -114 | 0 | 14.6 | 284.7 | 295.9 | 292.3 | 0.4 | 0
17:00 | -3.4 | -102 | 0 | 0.4 | 284.1 | 295.9 | 292 | 0.4 | 0
18:00 | -12.4 | -90.2 | 0 | 0 | 283.5 | 296.1 | 292.1 | 0.4 | 0
19:00 | -21.5 | -78 | 0 | 0 | 283.1 | 296.2 | 291.7 | 0.5 | 0
20:00 | -30.1 | -64.6 | 0 | 0 | 282.8 | 296.1 | 291.7 | 0.5 | 0
21:00 | -37.8 | -49.3 | 0 | 0 | 282.5 | 296 | 291.4 | 0.5 | 0
22:00 | -43.7 | -31.4 | 0 | 0 | 282.4 | 295.9 | 291.3 | 0.6 | 0
23:00 | -47 | -10.8 | 0 | 0 | 282.2 | 295.9 | 291.4 | 0.3 | 0
November
| solar | solar | direct | diffuse | outdoor | indoor | window | heating | blinds
| altitude | azimuth | radiation | radiation | temp. | temp. | temp. | load | closed
| (degrees) | (degrees) | (W-h/m2) | (W-h/m2) | (K) | (K) | (K) | (W-h/m2) | (% time)
midnight | -56.2 | 12.8 | 0 | 0 | 278.9 | 294.1 | 289.1 | 103.9 | 0
1:00 | -52.4 | 36.3 | 0 | 0 | 278.8 | 294.1 | 289.1 | 104.6 | 0
2:00 | -45.8 | 55.6 | 0 | 0 | 278.6 | 294.1 | 289.1 | 110.8 | 0
3:00 | -37.7 | 71.1 | 0 | 0 | 278.5 | 294.1 | 289 | 107.2 | 0
4:00 | -28.8 | 84.3 | 0 | 0 | 278.4 | 294.1 | 289 | 103.1 | 0
5:00 | -19.7 | 96.2 | 0 | 0 | 278.4 | 294.1 | 289 | 106.6 | 0
6:00 | -10.7 | 107.7 | 0 | 0 | 278.3 | 294.1 | 289 | 106.9 | 0
7:00 | -2.4 | 119.2 | 0 | 1 | 278.2 | 294.1 | 288.9 | 107.5 | 0
8:00 | 5 | 131.2 | 0 | 16 | 278.4 | 295.7 | 290.7 | 0.3 | 0
9:00 | 11.1 | 144.1 | 0 | 30.1 | 278.8 | 295.7 | 290.4 | 1.6 | 0
10:00 | 15.5 | 157.9 | 0 | 45.9 | 279.2 | 296.2 | 290.8 | 1.4 | 0
11:00 | 17.8 | 172.5 | 0 | 57.8 | 279.7 | 295.7 | 291.2 | 2.2 | 0
noon | 17.8 | -172.5 | 0 | 55.3 | 280.1 | 296.2 | 291.2 | 1.2 | 0
13:00 | 15.5 | -157.9 | 0 | 47.3 | 280.3 | 296 | 291.4 | 1.6 | 0
14:00 | 11.1 | -144.1 | 0 | 30.2 | 280.4 | 296.2 | 291.4 | 1.2 | 0
15:00 | 5 | -131.2 | 0 | 12.9 | 280.2 | 296 | 290.9 | 1.1 | 0
16:00 | -2.4 | -119.2 | 0 | 0 | 280 | 295.9 | 290.8 | 0.5 | 0
17:00 | -10.7 | -107.7 | 0 | 0 | 279.7 | 295.8 | 290.5 | 1 | 0
18:00 | -19.7 | -96.2 | 0 | 0 | 279.6 | 295.8 | 290.9 | 0.4 | 0
19:00 | -28.8 | -84.3 | 0 | 0 | 279.4 | 295.4 | 290.9 | 1.1 | 0
20:00 | -37.7 | -71.1 | 0 | 0 | 279.4 | 296.2 | 290.5 | 0.3 | 0
21:00 | -45.8 | -55.6 | 0 | 0 | 279.2 | 296.1 | 290.4 | 0.6 | 0
22:00 | -52.4 | -36.3 | 0 | 0 | 279 | 295.7 | 290.3 | 1.1 | 0
23:00 | -56.2 | -12.8 | 0 | 0 | 278.8 | 296 | 290.4 | 0.5 | 0
December
| solar | solar | direct | diffuse | outdoor | indoor | window | heating | blinds
| altitude | azimuth | radiation | radiation | temp. | temp. | temp. | load | closed
| (degrees) | (degrees) | (W-h/m2) | (W-h/m2) | (K) | (K) | (K) | (W-h/m2) | (% time)
midnight | -60.2 | 13.9 | 0 | 0 | 276.9 | 294.1 | 288.5 | 109 | 0
1:00 | -56.1 | 39.1 | 0 | 0 | 276.8 | 294.1 | 288.5 | 112.8 | 0
2:00 | -49.2 | 58.9 | 0 | 0 | 276.8 | 294.1 | 288.5 | 113.1 | 0
3:00 | -40.9 | 74.4 | 0 | 0 | 276.8 | 294.1 | 288.5 | 113.1 | 0
4:00 | -31.9 | 87.4 | 0 | 0 | 276.9 | 294.1 | 288.5 | 110.5 | 0
5:00 | -22.8 | 99.1 | 0 | 0 | 277 | 294.1 | 288.5 | 113.5 | 0
6:00 | -14 | 110.2 | 0 | 0 | 276.9 | 294.1 | 288.5 | 110.6 | 0
7:00 | -5.8 | 121.5 | 0 | 0 | 276.9 | 294.1 | 288.5 | 107.9 | 0
8:00 | 1.4 | 133.2 | 0 | 1.8 | 277.1 | 296.3 | 289.8 | 0 | 0
9:00 | 7.3 | 145.7 | 0 | 14.9 | 277.3 | 295.7 | 289.8 | 1.8 | 0
10:00 | 11.6 | 158.9 | 0 | 28.6 | 277.7 | 296 | 290.6 | 1.2 | 0
11:00 | 13.8 | 172.9 | 0 | 36.8 | 277.9 | 295.8 | 290.7 | 1.8 | 0
noon | 13.8 | -172.9 | 0 | 37.9 | 278.2 | 295.6 | 290.5 | 1.8 | 0
13:00 | 11.6 | -158.9 | 0 | 29 | 278.4 | 295.9 | 290.3 | 1.5 | 0
14:00 | 7.3 | -145.7 | 0 | 18.1 | 278.3 | 295.7 | 290.3 | 1.4 | 0
15:00 | 1.4 | -133.2 | 0 | 4.7 | 278.2 | 296 | 290.2 | 0.7 | 0
16:00 | -5.8 | -121.5 | 0 | 0 | 277.8 | 295.8 | 290 | 1.1 | 0
17:00 | -14 | -110.2 | 0 | 0 | 277.7 | 296 | 290 | 0.8 | 0
18:00 | -22.8 | -99.1 | 0 | 0 | 277.5 | 295.7 | 289.8 | 1.2 | 0
19:00 | -31.9 | -87.4 | 0 | 0 | 277.5 | 295.7 | 290 | 0.8 | 0
20:00 | -40.9 | -74.4 | 0 | 0 | 277.3 | 296.1 | 290.1 | 0.9 | 0
21:00 | -49.2 | -58.9 | 0 | 0 | 277.1 | 295.9 | 289.7 | 1 | 0
22:00 | -56.1 | -39.1 | 0 | 0 | 277.1 | 296.1 | 289.7 | 0.8 | 0
23:00 | -60.2 | -13.9 | 0 | 0 | 277 | 295.8 | 289.8 | 1.3 | 0

## Sheet67
Scenario Four (green)
Tue Dec 03 2019 23:31:48 GMT+0000 (Greenwich Mean Time)
Setup Information:
Building
Location | UK - London
Building length, side A | N/A
Building length, side B | N/A
Simulation Type
Simulation Type | one_sided
Window Description
Typology | dgu_nb
Glazing Type | clear
Window Area | 67%
Wall Description
Insulation R-Value | 99999999.9 m2-K/W
Occupancy
Type | Low-rise Residential
Occupancy Load | 0.000 people per m2
Lighting Requirements | 400 lux
Equipment Load | 0.00 W/m2
Room Ventilation
Air Change Rate per Occupant | 15.0 liters / sec per person
Total Air Change Rate | 0.0 roomfuls per hour
Lighting Control
Lighting Control | lights do not respond to daylight: all lights fully on while building is occupied
Representative Room
Orientation | north
Room Depth | 27 m
Room Width | 5 m
Room Height | 2.2 m
Thermal Mass
Thermal Mass | none
Overhang
Overhang Depth | 0 m
Roof
Roof Type | adiabatic roof
Simulation Results:
Primary Energy Use and CO2 Emissions
| heating | cooling | lighting | total | CO2
| energy | energy | energy | energy | emissions
| (kWh/m2) | (kWh/m2) | (kWh/m2) | (kWh/m2) | (kg/m2)
January | 33.5 | 0 | 7.3 | 40.8 | 8.2
February | 28.1 | 0 | 6.6 | 34.7 | 6.9
March | 32.1 | 0 | 7.3 | 39.4 | 7.9
April | 26 | 0 | 7.1 | 33.1 | 6.6
May | 18.9 | 0 | 7.3 | 26.2 | 5.2
June | 9.5 | 0 | 7.1 | 16.6 | 3.3
July | 4.3 | 0 | 7.3 | 11.6 | 2.3
August | 4.3 | 0 | 7.3 | 11.6 | 2.3
September | 10.2 | 0 | 7.1 | 17.3 | 3.5
October | 15.5 | 0 | 7.3 | 22.8 | 4.6
November | 26 | 0 | 7.1 | 33.1 | 6.6
December | 28.2 | 0 | 7.3 | 35.5 | 7.1
Total | 236.6 | 0 | 86.1 | 322.7 | 64.5 | yearly energy
January
| solar | solar | direct | diffuse | outdoor | indoor | window | heating | blinds
| altitude | azimuth | radiation | radiation | temp. | temp. | temp. | load | closed
| (degrees) | (degrees) | (W-h/m2) | (W-h/m2) | (K) | (K) | (K) | (W-h/m2) | (% time)
midnight | -58.1 | 13.3 | 0 | 0 | 275.9 | 294.1 | 288.2 | 136.2 | 0
1:00 | -54.2 | 37.6 | 0 | 0 | 275.8 | 294.1 | 288.2 | 135.7 | 0
2:00 | -47.5 | 57.1 | 0 | 0 | 275.8 | 294.1 | 288.2 | 134.2 | 0
3:00 | -39.2 | 72.7 | 0 | 0 | 275.7 | 294.1 | 288.1 | 130.1 | 0
4:00 | -30.2 | 85.8 | 0 | 0 | 275.6 | 294.1 | 288.1 | 132.8 | 0
5:00 | -21.1 | 97.6 | 0 | 0 | 275.6 | 294.1 | 288.1 | 132.6 | 0
6:00 | -12.3 | 108.9 | 0 | 0 | 275.5 | 294.1 | 288.1 | 130.3 | 0
7:00 | -4 | 120.3 | 0 | 0 | 275.5 | 294.1 | 288.1 | 129.1 | 0
8:00 | 3.3 | 132.2 | 0 | 5.1 | 275.7 | 296.2 | 289.3 | 0 | 0
9:00 | 9.3 | 144.9 | 0 | 20.2 | 276.1 | 295.5 | 289.6 | 1.9 | 0
10:00 | 13.6 | 158.4 | 0 | 34.6 | 276.5 | 295.8 | 289.7 | 1.9 | 0
11:00 | 15.9 | 172.7 | 0 | 40.5 | 276.7 | 295.7 | 290.2 | 1.9 | 0
noon | 15.9 | -172.7 | 0 | 42.7 | 277.2 | 295.7 | 290.2 | 2.1 | 0
13:00 | 13.6 | -158.4 | 0 | 38.1 | 277.6 | 295.8 | 290.1 | 1.8 | 0
14:00 | 9.3 | -144.9 | 0 | 26.7 | 277.5 | 296 | 290.2 | 1.7 | 0
15:00 | 3.3 | -132.2 | 0 | 13.2 | 277.3 | 295.9 | 290.2 | 1.2 | 0
16:00 | -4 | -120.3 | 0 | 0.6 | 277 | 295.8 | 289.8 | 1.1 | 0
17:00 | -12.3 | -108.9 | 0 | 0 | 276.8 | 295.8 | 289.6 | 0.7 | 0
18:00 | -21.1 | -97.6 | 0 | 0 | 276.5 | 296 | 289.7 | 1.3 | 0
19:00 | -30.2 | -85.8 | 0 | 0 | 276.3 | 295.8 | 289.6 | 0.9 | 0
20:00 | -39.2 | -72.7 | 0 | 0 | 276.1 | 295.6 | 289.5 | 1.2 | 0
21:00 | -47.5 | -57.1 | 0 | 0 | 276.1 | 296.2 | 289.6 | 0.6 | 0
22:00 | -54.2 | -37.6 | 0 | 0 | 276 | 295.8 | 289.4 | 1.1 | 0
23:00 | -58.1 | -13.3 | 0 | 0 | 275.9 | 296.1 | 289.5 | 0.6 | 0
February
| solar | solar | direct | diffuse | outdoor | indoor | window | heating | blinds
| altitude | azimuth | radiation | radiation | temp. | temp. | temp. | load | closed
| (degrees) | (degrees) | (W-h/m2) | (W-h/m2) | (K) | (K) | (K) | (W-h/m2) | (% time)
midnight | -50.4 | 11.4 | 0 | 0 | 275.4 | 294.1 | 288 | 116.6 | 0
1:00 | -46.9 | 33 | 0 | 0 | 275.3 | 294.1 | 288 | 111.3 | 0
2:00 | -40.8 | 51.4 | 0 | 0 | 275.2 | 294.1 | 288 | 115.5 | 0
3:00 | -32.9 | 66.9 | 0 | 0 | 275.2 | 294.1 | 288 | 122 | 0
4:00 | -24.2 | 80.2 | 0 | 0 | 275.2 | 294.1 | 288 | 124 | 0
5:00 | -15.1 | 92.3 | 0 | 0 | 275.1 | 294.1 | 287.9 | 128.6 | 0
6:00 | -6.1 | 104 | 0 | 0 | 275.1 | 294.1 | 287.9 | 128.4 | 0
7:00 | 2.4 | 115.9 | 0 | 2.3 | 275.1 | 294.1 | 288 | 132.1 | 0
8:00 | 10.1 | 128.3 | 0 | 20.6 | 275.5 | 296.3 | 289.8 | 0.5 | 0
9:00 | 16.5 | 141.8 | 0 | 40.4 | 276.1 | 295.5 | 289.8 | 2.6 | 0
10:00 | 21.2 | 156.4 | 0 | 55.1 | 276.7 | 296 | 290.2 | 2.2 | 0
11:00 | 23.7 | 172 | 0 | 60.6 | 277.3 | 295.9 | 290.6 | 2.5 | 0
noon | 23.7 | -172 | 0 | 65.1 | 277.9 | 295.9 | 290.7 | 2.4 | 0
13:00 | 21.2 | -156.4 | 0 | 57 | 278.4 | 295.8 | 290.9 | 2.3 | 0
14:00 | 16.5 | -141.8 | 0 | 53.5 | 278.5 | 295.7 | 290.7 | 2.2 | 0
15:00 | 10.1 | -128.3 | 0 | 36 | 278.3 | 296.3 | 290.5 | 1.7 | 0
16:00 | 2.4 | -115.9 | 0 | 14.5 | 277.7 | 296.1 | 290.1 | 1.5 | 0
17:00 | -6.1 | -104 | 0 | 0.3 | 277.1 | 295.5 | 289.8 | 1.5 | 0
18:00 | -15.1 | -92.3 | 0 | 0 | 276.7 | 296.5 | 289.9 | 0.4 | 0
19:00 | -24.2 | -80.2 | 0 | 0 | 276.3 | 296.1 | 289.5 | 1.6 | 0
20:00 | -32.9 | -66.9 | 0 | 0 | 276 | 295.8 | 289.5 | 1.1 | 0
21:00 | -40.8 | -51.4 | 0 | 0 | 275.7 | 296.1 | 289.4 | 0.6 | 0
22:00 | -46.9 | -33 | 0 | 0 | 275.5 | 295.5 | 289.2 | 1.5 | 0
23:00 | -50.4 | -11.4 | 0 | 0 | 275.4 | 296.2 | 289.4 | 0.6 | 0
March
| solar | solar | direct | diffuse | outdoor | indoor | window | heating | blinds
| altitude | azimuth | radiation | radiation | temp. | temp. | temp. | load | closed
| (degrees) | (degrees) | (W-h/m2) | (W-h/m2) | (K) | (K) | (K) | (W-h/m2) | (% time)
midnight | -39 | 9.6 | 0 | 0 | 276.9 | 294.1 | 288.5 | 128.6 | 0
1:00 | -36 | 28.2 | 0 | 0 | 276.8 | 294.1 | 288.5 | 132.4 | 0
2:00 | -30.6 | 45 | 0 | 0 | 276.7 | 294.1 | 288.4 | 136.6 | 0
3:00 | -23.4 | 59.7 | 0 | 0 | 276.5 | 294.1 | 288.4 | 129.1 | 0
4:00 | -15 | 72.9 | 0 | 0 | 276.3 | 294.1 | 288.3 | 130.4 | 0
5:00 | -6.1 | 85.2 | 0 | 0 | 276.4 | 294.1 | 288.3 | 125.2 | 0
6:00 | 2.9 | 97.1 | 0 | 4.1 | 276.6 | 294.1 | 288.4 | 117.6 | 0
7:00 | 11.8 | 109.3 | 0 | 24.9 | 276.9 | 294.1 | 288.8 | 113.9 | 0
8:00 | 20 | 122.4 | 0 | 48.1 | 277.4 | 296.1 | 290.3 | 1.1 | 0
9:00 | 27 | 136.9 | 0 | 66.7 | 278 | 295.9 | 290.7 | 1.9 | 0
10:00 | 32.2 | 153.1 | 0 | 85.8 | 278.8 | 296.2 | 291.1 | 2 | 0
11:00 | 35.1 | 170.8 | 0 | 100 | 279.8 | 296 | 291.7 | 2 | 0
noon | 35.1 | -170.8 | 0 | 101.7 | 280.5 | 295.9 | 291.9 | 2 | 0
13:00 | 32.2 | -153.1 | 0 | 93 | 281.2 | 296 | 292.1 | 1.5 | 0
14:00 | 27 | -136.9 | 0 | 79.8 | 281.5 | 295.7 | 292.3 | 1.7 | 0
15:00 | 20 | -122.4 | 0 | 58.9 | 281.4 | 296 | 291.7 | 1.4 | 0
16:00 | 11.8 | -109.3 | 0 | 34.5 | 280.9 | 296.3 | 291.4 | 1.3 | 0
17:00 | 2.9 | -97.1 | 0 | 15.4 | 280.1 | 295.8 | 290.8 | 1.5 | 0
18:00 | -6.1 | -85.2 | 0 | 0 | 279.4 | 296.2 | 290.6 | 0.7 | 0
19:00 | -15 | -72.9 | 0 | 0 | 278.7 | 296.1 | 290.3 | 1.2 | 0
20:00 | -23.4 | -59.7 | 0 | 0 | 278.2 | 295.8 | 290.2 | 1.2 | 0
21:00 | -30.6 | -45 | 0 | 0 | 277.8 | 295.8 | 290 | 1.1 | 0
22:00 | -36 | -28.2 | 0 | 0 | 277.3 | 295.8 | 289.8 | 1.4 | 0
23:00 | -39 | -9.6 | 0 | 0 | 277.1 | 295.8 | 289.9 | 1.1 | 0
April
| solar | solar | direct | diffuse | outdoor | indoor | window | heating | blinds
| altitude | azimuth | radiation | radiation | temp. | temp. | temp. | load | closed
| (degrees) | (degrees) | (W-h/m2) | (W-h/m2) | (K) | (K) | (K) | (W-h/m2) | (% time)
midnight | -27.1 | 8.3 | 0 | 0 | 278.5 | 294.1 | 289 | 105.6 | 0
1:00 | -24.5 | 24.4 | 0 | 0 | 278.2 | 294.1 | 288.9 | 103.8 | 0
2:00 | -19.7 | 39.5 | 0 | 0 | 278 | 294.1 | 288.9 | 105.5 | 0
3:00 | -13.1 | 53.3 | 0 | 0 | 277.7 | 294.1 | 288.8 | 107.5 | 0
4:00 | -5.2 | 66 | 0 | 0 | 277.4 | 294.1 | 288.7 | 106.5 | 0
5:00 | 3.4 | 78 | 3 | 8 | 277.6 | 294.1 | 288.8 | 105.2 | 0
6:00 | 12.4 | 89.8 | 0.4 | 33.9 | 278.1 | 294.1 | 289.2 | 107.9 | 0
7:00 | 21.5 | 102 | 0 | 60.7 | 278.8 | 294.1 | 289.8 | 103.9 | 0
8:00 | 30.1 | 115.3 | 0 | 79.7 | 279.5 | 295.7 | 291.5 | 1.9 | 0
9:00 | 37.7 | 130.6 | 0 | 102.3 | 280.6 | 296.1 | 291.9 | 2.1 | 0
10:00 | 43.7 | 148.5 | 0 | 121.4 | 281.5 | 296.1 | 292.6 | 2.1 | 0
11:00 | 47 | 169.1 | 0 | 133.9 | 282.5 | 296 | 293.2 | 2 | 0
noon | 47 | -169.1 | 0 | 135.6 | 283.5 | 296 | 293.7 | 1.5 | 0
13:00 | 43.7 | -148.5 | 0 | 127.4 | 284.2 | 296.5 | 293.6 | 1.2 | 0
14:00 | 37.7 | -130.6 | 0 | 116.3 | 284.7 | 296.1 | 293.6 | 1.1 | 0
15:00 | 30.1 | -115.3 | 0 | 86.8 | 285 | 295.9 | 293.5 | 1 | 0
16:00 | 21.5 | -102 | 0 | 66.8 | 284.7 | 296.1 | 293 | 0.8 | 0
17:00 | 12.4 | -89.8 | 0.5 | 41.3 | 283.9 | 295.9 | 292.6 | 1 | 0
18:00 | 3.4 | -78 | 12.3 | 16.4 | 283 | 296.1 | 291.9 | 0.9 | 0
19:00 | -5.2 | -66 | 0 | 0 | 282 | 295.9 | 291.2 | 0.7 | 0
20:00 | -13.1 | -53.3 | 0 | 0 | 281 | 296 | 291 | 0.8 | 0
21:00 | -19.7 | -39.5 | 0 | 0 | 280 | 295.8 | 290.6 | 1 | 0
22:00 | -24.5 | -24.4 | 0 | 0 | 279.3 | 296 | 290.6 | 1 | 0
23:00 | -27.1 | -8.3 | 0 | 0 | 278.6 | 296.2 | 290.2 | 0.8 | 0
May
| solar | solar | direct | diffuse | outdoor | indoor | window | heating | blinds
| altitude | azimuth | radiation | radiation | temp. | temp. | temp. | load | closed
| (degrees) | (degrees) | (W-h/m2) | (W-h/m2) | (K) | (K) | (K) | (W-h/m2) | (% time)
midnight | -17.9 | 7.4 | 0 | 0 | 281 | 294.1 | 289.8 | 75.8 | 0
1:00 | -15.5 | 22 | 0 | 0 | 280.8 | 294.1 | 289.7 | 76.5 | 0
2:00 | -11.1 | 35.8 | 0 | 0 | 280.5 | 294.1 | 289.7 | 77 | 0
3:00 | -5 | 48.7 | 0 | 0 | 280.2 | 294.1 | 289.5 | 75.7 | 0
4:00 | 2.4 | 60.8 | 12.8 | 10.9 | 280.2 | 294.1 | 289.8 | 77.3 | 0
5:00 | 10.7 | 72.3 | 41.5 | 40.6 | 280.5 | 294.1 | 290.5 | 75.6 | 0
6:00 | 19.6 | 83.7 | 18 | 62.9 | 280.9 | 294.1 | 290.6 | 75.7 | 0
7:00 | 28.7 | 95.6 | 0 | 84.8 | 281.8 | 294.1 | 291 | 66.9 | 0
8:00 | 37.6 | 108.8 | 0 | 101.3 | 282.7 | 296.4 | 292.4 | 0.9 | 0
9:00 | 45.8 | 124.4 | 0 | 131.7 | 283.7 | 296.2 | 293.5 | 1.2 | 0
10:00 | 52.4 | 143.6 | 0 | 145.9 | 284.8 | 295.9 | 293.8 | 1.1 | 0
11:00 | 56.2 | 167.2 | 0 | 152.2 | 285.8 | 296.1 | 294.4 | 0.5 | 0
noon | 56.2 | -167.2 | 0 | 145.7 | 286.8 | 296.1 | 294.6 | 0.5 | 0
13:00 | 52.4 | -143.6 | 0 | 137.1 | 287.6 | 296.2 | 294.9 | 0.3 | 0
14:00 | 45.8 | -124.4 | 0 | 134.2 | 288 | 296.5 | 295.1 | 0.5 | 0
15:00 | 37.6 | -108.8 | 0 | 116.3 | 288 | 296.3 | 294.8 | 0.3 | 0
16:00 | 28.7 | -95.6 | 0 | 97.6 | 287.9 | 296.2 | 294.4 | 0.3 | 0
17:00 | 19.6 | -83.7 | 19 | 74.3 | 287.3 | 296.2 | 294 | 0.3 | 0
18:00 | 10.7 | -72.3 | 47.9 | 48.7 | 286.3 | 296.1 | 293.8 | 0.3 | 0
19:00 | 2.4 | -60.8 | 25.2 | 18.1 | 285.1 | 296.1 | 292.8 | 0.3 | 0
20:00 | -5 | -48.7 | 0 | 0 | 284 | 296.1 | 292.1 | 0.2 | 0
21:00 | -11.1 | -35.8 | 0 | 0 | 283.1 | 295.9 | 291.7 | 0.4 | 0
22:00 | -15.5 | -22 | 0 | 0 | 282.3 | 295.9 | 291.4 | 0.5 | 0
23:00 | -17.9 | -7.4 | 0 | 0 | 281.5 | 295.9 | 291.1 | 0.6 | 0
June
| solar | solar | direct | diffuse | outdoor | indoor | window | heating | blinds
| altitude | azimuth | radiation | radiation | temp. | temp. | temp. | load | closed
| (degrees) | (degrees) | (W-h/m2) | (W-h/m2) | (K) | (K) | (K) | (W-h/m2) | (% time)
midnight | -13.8 | 7 | 0 | 0 | 284.5 | 294.1 | 290.9 | 42.8 | 0
1:00 | -11.6 | 21 | 0 | 0 | 284.2 | 294.1 | 290.9 | 41.9 | 0
2:00 | -7.3 | 34.3 | 0 | 0 | 283.9 | 294.1 | 290.7 | 38.7 | 0
3:00 | -1.4 | 46.7 | 0 | 0 | 283.6 | 294.1 | 290.6 | 37.6 | 0
4:00 | 5.8 | 58.4 | 47 | 27.4 | 283.7 | 294.2 | 291.6 | 38.4 | 0
5:00 | 14 | 69.7 | 54.6 | 52.4 | 284.2 | 294.3 | 292.1 | 37.6 | 0
6:00 | 22.8 | 80.8 | 26.7 | 76.8 | 284.6 | 294.4 | 292.1 | 38.7 | 0
7:00 | 31.9 | 92.5 | 0 | 90.6 | 285.2 | 294.4 | 292.3 | 37.6 | 0
8:00 | 40.9 | 105.5 | 0 | 104.6 | 286.2 | 296 | 294 | 0.3 | 0
9:00 | 49.2 | 121 | 0 | 130.5 | 287.2 | 296.5 | 294.9 | 0.2 | 0
10:00 | 56.1 | 140.8 | 0 | 140.9 | 288.1 | 296.6 | 295.2 | 0.2 | 0
11:00 | 60.2 | 166 | 0 | 149.1 | 289.1 | 297.1 | 295.9 | 0.2 | 0
noon | 60.2 | -166 | 0 | 150.4 | 290 | 297.4 | 296.5 | 0.1 | 0
13:00 | 56.1 | -140.8 | 0 | 149.6 | 290.6 | 297.6 | 297 | 0 | 0
14:00 | 49.2 | -121 | 0 | 133.5 | 291 | 297.8 | 296.7 | 0 | 0
15:00 | 40.9 | -105.5 | 0 | 111.8 | 291.1 | 297.6 | 296.3 | 0 | 0
16:00 | 31.9 | -92.5 | 0 | 113.1 | 290.9 | 297.1 | 296.3 | 0 | 0
17:00 | 22.8 | -80.8 | 25.1 | 93.4 | 290.2 | 297.2 | 296 | 0.1 | 0
18:00 | 14 | -69.7 | 50.8 | 67.2 | 289.3 | 296.8 | 295.4 | 0.2 | 0
19:00 | 5.8 | -58.4 | 47.8 | 41 | 288.3 | 296.5 | 295 | 0.2 | 0
20:00 | -1.4 | -46.7 | 0 | 0 | 287.4 | 296 | 293.5 | 0.2 | 0
21:00 | -7.3 | -34.3 | 0 | 0 | 286.4 | 296.3 | 292.8 | 0.2 | 0
22:00 | -11.6 | -21 | 0 | 0 | 285.7 | 296.1 | 292.5 | 0.3 | 0
23:00 | -13.8 | -7 | 0 | 0 | 284.8 | 296 | 292.1 | 0.3 | 0
July
| solar | solar | direct | diffuse | outdoor | indoor | window | heating | blinds
| altitude | azimuth | radiation | radiation | temp. | temp. | temp. | load | closed
| (degrees) | (degrees) | (W-h/m2) | (W-h/m2) | (K) | (K) | (K) | (W-h/m2) | (% time)
midnight | -15.9 | 7.2 | 0 | 0 | 286.4 | 294.8 | 292.1 | 15.8 | 0
1:00 | -13.7 | 21.5 | 0 | 0 | 286.1 | 294.3 | 291.7 | 19.5 | 0
2:00 | -9.3 | 35.1 | 0 | 0 | 285.6 | 294.1 | 291.3 | 19.9 | 0
3:00 | -3.3 | 47.8 | 0 | 0 | 285.3 | 294.1 | 291.2 | 18.4 | 0
4:00 | 4 | 59.7 | 7.4 | 13.9 | 285.5 | 294.2 | 291.6 | 19.2 | 0
5:00 | 12.3 | 71 | 22.1 | 43.4 | 285.8 | 294.7 | 292.4 | 16.5 | 0
6:00 | 21.1 | 82.3 | 12.9 | 72.5 | 286.4 | 295.4 | 293.2 | 16.5 | 0
7:00 | 30.2 | 94.1 | 0 | 90.2 | 286.8 | 295.8 | 293.8 | 14.3 | 0
8:00 | 39.2 | 107.3 | 0 | 107.5 | 287.6 | 297.1 | 295 | 0.1 | 0
9:00 | 47.4 | 122.8 | 0 | 130 | 288.7 | 297.2 | 295.5 | 0 | 0
10:00 | 54.2 | 142.4 | 0 | 152.9 | 289.7 | 297.3 | 296.5 | 0 | 0
11:00 | 58.1 | 166.6 | 0 | 166.1 | 290.7 | 297.8 | 297 | 0 | 0
noon | 58.1 | -166.6 | 0 | 174.3 | 291.7 | 297.8 | 297.5 | 0 | 0
13:00 | 54.2 | -142.4 | 0 | 161.4 | 292.5 | 298 | 297.8 | 0 | 0
14:00 | 47.4 | -122.8 | 0 | 145.3 | 292.9 | 297.5 | 297.6 | 0 | 0
15:00 | 39.2 | -107.3 | 0 | 120.5 | 293 | 297.5 | 297.2 | 0 | 0
16:00 | 30.2 | -94.1 | 0 | 114.7 | 292.8 | 297.4 | 297.2 | 0 | 0
17:00 | 21.1 | -82.3 | 18.9 | 91.1 | 292.4 | 297.5 | 296.9 | 0 | 0
18:00 | 12.3 | -71 | 59.5 | 68.5 | 291.5 | 297.5 | 296.8 | 0 | 0
19:00 | 4 | -59.7 | 57.7 | 35.1 | 290.4 | 297.4 | 296.3 | 0 | 0
20:00 | -3.3 | -47.8 | 0 | 0 | 289.3 | 297 | 294.5 | 0 | 0
21:00 | -9.3 | -35.1 | 0 | 0 | 288.4 | 297.2 | 294.1 | 0 | 0
22:00 | -13.7 | -21.5 | 0 | 0 | 287.5 | 297 | 293.9 | 0 | 0
23:00 | -15.9 | -7.2 | 0 | 0 | 286.8 | 297 | 293.6 | 0 | 0
August
| solar | solar | direct | diffuse | outdoor | indoor | window | heating | blinds
| altitude | azimuth | radiation | radiation | temp. | temp. | temp. | load | closed
| (degrees) | (degrees) | (W-h/m2) | (W-h/m2) | (K) | (K) | (K) | (W-h/m2) | (% time)
midnight | -23.7 | 7.9 | 0 | 0 | 286.4 | 294.6 | 292 | 14 | 0
1:00 | -21.3 | 23.5 | 0 | 0 | 286 | 294.3 | 291.6 | 15.4 | 0
2:00 | -16.6 | 38.1 | 0 | 0 | 285.9 | 294.2 | 291.5 | 17.1 | 0
3:00 | -10.1 | 51.6 | 0 | 0 | 285.4 | 294.1 | 291.3 | 18.3 | 0
4:00 | -2.4 | 64.1 | 0 | 0 | 285.1 | 294.1 | 291.1 | 20.6 | 0
5:00 | 6 | 75.9 | 12.7 | 19 | 285.3 | 294.4 | 291.6 | 19.2 | 0
6:00 | 15.1 | 87.6 | 5.8 | 45.6 | 285.9 | 294.8 | 292.3 | 17.7 | 0
7:00 | 24.2 | 99.7 | 0 | 76 | 286.5 | 295.4 | 293.2 | 17.7 | 0
8:00 | 32.9 | 113.1 | 0 | 96.4 | 287.3 | 296.6 | 294.8 | 0 | 0
9:00 | 40.7 | 128.5 | 0 | 119 | 288.2 | 297.4 | 295.3 | 0 | 0
10:00 | 46.9 | 146.9 | 0 | 144.3 | 289.3 | 297 | 296 | 0 | 0
11:00 | 50.3 | 168.5 | 0 | 156.9 | 290.4 | 297.2 | 296.5 | 0 | 0
noon | 50.3 | -168.5 | 0 | 169.1 | 291.3 | 297.6 | 297.2 | 0 | 0
13:00 | 46.9 | -146.9 | 0 | 150.2 | 292 | 297.6 | 297.3 | 0 | 0
14:00 | 40.7 | -128.5 | 0 | 130.8 | 292.5 | 297.5 | 297.4 | 0 | 0
15:00 | 32.9 | -113.1 | 0 | 103.7 | 292.6 | 297.6 | 297.1 | 0 | 0
16:00 | 24.2 | -99.7 | 0 | 76.7 | 292.2 | 297.6 | 296.7 | 0 | 0
17:00 | 15.1 | -87.6 | 6.3 | 56.4 | 291.7 | 297.3 | 296.1 | 0 | 0
18:00 | 6 | -75.9 | 24.9 | 35.1 | 290.9 | 297.3 | 295.8 | 0 | 0
19:00 | -2.4 | -64.1 | 0 | 6 | 289.9 | 296.9 | 294.8 | 0 | 0
20:00 | -10.1 | -51.6 | 0 | 0 | 289 | 296.9 | 294.4 | 0 | 0
21:00 | -16.6 | -38.1 | 0 | 0 | 288.1 | 297.1 | 293.9 | 0 | 0
22:00 | -21.3 | -23.5 | 0 | 0 | 287.3 | 296.7 | 293.7 | 0 | 0
23:00 | -23.7 | -7.9 | 0 | 0 | 286.6 | 296.7 | 293.4 | 0 | 0
September
| solar | solar | direct | diffuse | outdoor | indoor | window | heating | blinds
| altitude | azimuth | radiation | radiation | temp. | temp. | temp. | load | closed
| (degrees) | (degrees) | (W-h/m2) | (W-h/m2) | (K) | (K) | (K) | (W-h/m2) | (% time)
midnight | -35.1 | 9.1 | 0 | 0 | 284.9 | 294.7 | 291.6 | 42.5 | 0
1:00 | -32.3 | 26.9 | 0 | 0 | 284.8 | 294.4 | 291.3 | 42.9 | 0
2:00 | -27.1 | 43.1 | 0 | 0 | 284.5 | 294.3 | 291.1 | 42.4 | 0
3:00 | -20 | 57.5 | 0 | 0 | 284.3 | 294.2 | 290.9 | 41.9 | 0
4:00 | -11.8 | 70.6 | 0 | 0 | 284.1 | 294.1 | 290.8 | 42.6 | 0
5:00 | -3 | 82.8 | 0 | 0.3 | 284 | 294.1 | 290.8 | 44.7 | 0
6:00 | 6 | 94.7 | 0 | 19.9 | 284.3 | 294.2 | 291.1 | 42.3 | 0
7:00 | 15 | 107 | 0 | 44.4 | 284.7 | 294.6 | 291.7 | 37.2 | 0
8:00 | 23.3 | 120.2 | 0 | 67.9 | 285.4 | 296.8 | 293.7 | 0.4 | 0
9:00 | 30.6 | 135 | 0 | 89.9 | 286.1 | 296.9 | 294.2 | 0.6 | 0
10:00 | 36 | 151.7 | 0 | 104.9 | 286.8 | 297 | 294.6 | 0.3 | 0
11:00 | 39 | 170.3 | 0 | 105.9 | 287.6 | 296.8 | 295.1 | 0.3 | 0
noon | 39 | -170.3 | 0 | 104.9 | 288.3 | 297.1 | 295.3 | 0.1 | 0
13:00 | 36 | -151.7 | 0 | 101.4 | 288.9 | 296.9 | 295.5 | 0.2 | 0
14:00 | 30.6 | -135 | 0 | 92.6 | 289.4 | 297.2 | 295.5 | 0.2 | 0
15:00 | 23.3 | -120.2 | 0 | 73.2 | 289.5 | 296.9 | 295.4 | 0.1 | 0
16:00 | 15 | -107 | 0 | 44.6 | 289.3 | 297.1 | 294.8 | 0.1 | 0
17:00 | 6 | -94.7 | 0 | 23.9 | 288.6 | 297 | 294.4 | 0.1 | 0
18:00 | -3 | -82.8 | 0 | 2.4 | 287.8 | 297 | 293.8 | 0.1 | 0
19:00 | -11.8 | -70.6 | 0 | 0 | 287.1 | 296.7 | 293.5 | 0.3 | 0
20:00 | -20 | -57.5 | 0 | 0 | 286.5 | 296.7 | 293.4 | 0.3 | 0
21:00 | -27.1 | -43.1 | 0 | 0 | 285.9 | 296.7 | 293.2 | 0.3 | 0
22:00 | -32.3 | -26.9 | 0 | 0 | 285.3 | 296.6 | 292.9 | 0.4 | 0
23:00 | -35.1 | -9.1 | 0 | 0 | 285 | 296.7 | 292.8 | 0.4 | 0
October
| solar | solar | direct | diffuse | outdoor | indoor | window | heating | blinds
| altitude | azimuth | radiation | radiation | temp. | temp. | temp. | load | closed
| (degrees) | (degrees) | (W-h/m2) | (W-h/m2) | (K) | (K) | (K) | (W-h/m2) | (% time)
midnight | -47 | 10.8 | 0 | 0 | 282.1 | 294.2 | 290.3 | 58.2 | 0
1:00 | -43.7 | 31.4 | 0 | 0 | 282.1 | 294.1 | 290.2 | 57.3 | 0
2:00 | -37.8 | 49.3 | 0 | 0 | 282 | 294.1 | 290.1 | 58.8 | 0
3:00 | -30.1 | 64.6 | 0 | 0 | 281.8 | 294.1 | 290.1 | 59.7 | 0
4:00 | -21.5 | 78 | 0 | 0 | 281.8 | 294.1 | 290.1 | 61.2 | 0
5:00 | -12.4 | 90.2 | 0 | 0 | 281.7 | 294.1 | 290 | 65.9 | 0
6:00 | -3.4 | 102 | 0 | 0.8 | 281.8 | 294.1 | 290.1 | 66.6 | 0
7:00 | 5.2 | 114 | 0 | 16.8 | 282.2 | 294.1 | 290.4 | 65 | 0
8:00 | 13 | 126.6 | 0 | 37.6 | 282.6 | 296.1 | 292.1 | 0.6 | 0
9:00 | 19.7 | 140.4 | 0 | 61.3 | 283.3 | 296.3 | 292.5 | 0.8 | 0
10:00 | 24.5 | 155.5 | 0 | 70.4 | 283.9 | 296 | 292.8 | 0.9 | 0
11:00 | 27.1 | 171.7 | 0 | 81.3 | 284.6 | 296.2 | 293.2 | 0.8 | 0
noon | 27.1 | -171.7 | 0 | 79 | 285.1 | 296.1 | 293.3 | 0.8 | 0
13:00 | 24.5 | -155.5 | 0 | 65.6 | 285.4 | 296 | 293.2 | 0.7 | 0
14:00 | 19.7 | -140.4 | 0 | 49.7 | 285.5 | 296.2 | 293.1 | 0.6 | 0
15:00 | 13 | -126.6 | 0 | 33.4 | 285.3 | 296.2 | 292.8 | 0.4 | 0
16:00 | 5.2 | -114 | 0 | 14.6 | 284.7 | 296 | 292.5 | 0.4 | 0
17:00 | -3.4 | -102 | 0 | 0.4 | 284.1 | 296.2 | 292.1 | 0.2 | 0
18:00 | -12.4 | -90.2 | 0 | 0 | 283.5 | 295.9 | 292 | 0.6 | 0
19:00 | -21.5 | -78 | 0 | 0 | 283.1 | 296.2 | 291.8 | 0.5 | 0
20:00 | -30.1 | -64.6 | 0 | 0 | 282.8 | 296.1 | 291.7 | 0.5 | 0
21:00 | -37.8 | -49.3 | 0 | 0 | 282.5 | 296 | 291.3 | 0.5 | 0
22:00 | -43.7 | -31.4 | 0 | 0 | 282.4 | 295.6 | 291.5 | 0.6 | 0
23:00 | -47 | -10.8 | 0 | 0 | 282.2 | 296.1 | 291.6 | 0.2 | 0
November
| solar | solar | direct | diffuse | outdoor | indoor | window | heating | blinds
| altitude | azimuth | radiation | radiation | temp. | temp. | temp. | load | closed
| (degrees) | (degrees) | (W-h/m2) | (W-h/m2) | (K) | (K) | (K) | (W-h/m2) | (% time)
midnight | -56.2 | 12.8 | 0 | 0 | 278.9 | 294.1 | 289.1 | 104.1 | 0
1:00 | -52.4 | 36.3 | 0 | 0 | 278.8 | 294.1 | 289.1 | 104.7 | 0
2:00 | -45.8 | 55.6 | 0 | 0 | 278.6 | 294.1 | 289.1 | 110.8 | 0
3:00 | -37.7 | 71.1 | 0 | 0 | 278.5 | 294.1 | 289 | 107.2 | 0
4:00 | -28.8 | 84.3 | 0 | 0 | 278.4 | 294.1 | 289 | 103.1 | 0
5:00 | -19.7 | 96.2 | 0 | 0 | 278.4 | 294.1 | 289 | 106.6 | 0
6:00 | -10.7 | 107.7 | 0 | 0 | 278.3 | 294.1 | 289 | 107 | 0
7:00 | -2.4 | 119.2 | 0 | 1 | 278.2 | 294.1 | 288.9 | 107.6 | 0
8:00 | 5 | 131.2 | 0 | 16 | 278.4 | 295.6 | 290.7 | 0.3 | 0
9:00 | 11.1 | 144.1 | 0 | 30.1 | 278.8 | 295.8 | 290.3 | 1.5 | 0
10:00 | 15.5 | 157.9 | 0 | 45.9 | 279.2 | 296.2 | 290.9 | 1.5 | 0
11:00 | 17.8 | 172.5 | 0 | 57.8 | 279.7 | 295.5 | 291.2 | 2.2 | 0
noon | 17.8 | -172.5 | 0 | 55.3 | 280.1 | 296.2 | 291.1 | 1.2 | 0
13:00 | 15.5 | -157.9 | 0 | 47.3 | 280.3 | 296 | 291.3 | 1.6 | 0
14:00 | 11.1 | -144.1 | 0 | 30.2 | 280.4 | 296.3 | 291.2 | 1.2 | 0
15:00 | 5 | -131.2 | 0 | 12.9 | 280.2 | 296.1 | 290.8 | 1 | 0
16:00 | -2.4 | -119.2 | 0 | 0 | 280 | 296 | 290.8 | 0.6 | 0
17:00 | -10.7 | -107.7 | 0 | 0 | 279.7 | 295.7 | 290.8 | 1.2 | 0
18:00 | -19.7 | -96.2 | 0 | 0 | 279.6 | 295.9 | 290.7 | 0.3 | 0
19:00 | -28.8 | -84.3 | 0 | 0 | 279.4 | 296 | 290.7 | 0.5 | 0
20:00 | -37.7 | -71.1 | 0 | 0 | 279.4 | 295.9 | 290.3 | 1.3 | 0
21:00 | -45.8 | -55.6 | 0 | 0 | 279.2 | 295.9 | 290.4 | 0.6 | 0
22:00 | -52.4 | -36.3 | 0 | 0 | 279 | 296.1 | 290.6 | 0.5 | 0
23:00 | -56.2 | -12.8 | 0 | 0 | 278.8 | 295.7 | 290.2 | 1.1 | 0
December
| solar | solar | direct | diffuse | outdoor | indoor | window | heating | blinds
| altitude | azimuth | radiation | radiation | temp. | temp. | temp. | load | closed
| (degrees) | (degrees) | (W-h/m2) | (W-h/m2) | (K) | (K) | (K) | (W-h/m2) | (% time)
midnight | -60.2 | 13.9 | 0 | 0 | 276.9 | 294.1 | 288.5 | 109.1 | 0
1:00 | -56.1 | 39.1 | 0 | 0 | 276.8 | 294.1 | 288.5 | 112.8 | 0
2:00 | -49.2 | 58.9 | 0 | 0 | 276.8 | 294.1 | 288.5 | 113.1 | 0
3:00 | -40.9 | 74.4 | 0 | 0 | 276.8 | 294.1 | 288.5 | 113.1 | 0
4:00 | -31.9 | 87.4 | 0 | 0 | 276.9 | 294.1 | 288.5 | 110.5 | 0
5:00 | -22.8 | 99.1 | 0 | 0 | 277 | 294.1 | 288.5 | 113.5 | 0
6:00 | -14 | 110.2 | 0 | 0 | 276.9 | 294.1 | 288.5 | 110.7 | 0
7:00 | -5.8 | 121.5 | 0 | 0 | 276.9 | 294.1 | 288.5 | 107.9 | 0
8:00 | 1.4 | 133.2 | 0 | 1.8 | 277.1 | 296.2 | 289.7 | 0 | 0
9:00 | 7.3 | 145.7 | 0 | 14.9 | 277.3 | 295.6 | 289.9 | 1.8 | 0
10:00 | 11.6 | 158.9 | 0 | 28.6 | 277.7 | 296.2 | 290.6 | 1.1 | 0
11:00 | 13.8 | 172.9 | 0 | 36.8 | 277.9 | 295.7 | 290.6 | 2.1 | 0
noon | 13.8 | -172.9 | 0 | 37.9 | 278.2 | 295.7 | 290.6 | 1.8 | 0
13:00 | 11.6 | -158.9 | 0 | 29 | 278.4 | 295.7 | 290.3 | 1.6 | 0
14:00 | 7.3 | -145.7 | 0 | 18.1 | 278.3 | 296 | 290.5 | 1.2 | 0
15:00 | 1.4 | -133.2 | 0 | 4.7 | 278.2 | 296 | 290.2 | 0.7 | 0
16:00 | -5.8 | -121.5 | 0 | 0 | 277.8 | 296 | 290 | 1.2 | 0
17:00 | -14 | -110.2 | 0 | 0 | 277.7 | 296 | 290 | 0.9 | 0
18:00 | -22.8 | -99.1 | 0 | 0 | 277.5 | 295.8 | 290.1 | 1 | 0
19:00 | -31.9 | -87.4 | 0 | 0 | 277.5 | 295.9 | 289.9 | 1 | 0
20:00 | -40.9 | -74.4 | 0 | 0 | 277.3 | 296.1 | 289.9 | 0.7 | 0
21:00 | -49.2 | -58.9 | 0 | 0 | 277.1 | 295.7 | 289.7 | 1.2 | 0
22:00 | -56.1 | -39.1 | 0 | 0 | 277.1 | 295.9 | 290.1 | 0.6 | 0
23:00 | -60.2 | -13.9 | 0 | 0 | 277 | 295.8 | 289.7 | 1.1 | 0

## Sheet68
Scenario One (blue)
Tue Dec 03 2019 23:32:45 GMT+0000 (Greenwich Mean Time)
Setup Information:
Building
Location | UK - London
Building length, side A | N/A
Building length, side B | N/A
Simulation Type
Simulation Type | one_sided
Window Description
Typology | dgu_nb
Glazing Type | clear
Window Area | 68%
Wall Description
Insulation R-Value | 99999999.9 m2-K/W
Occupancy
Type | Low-rise Residential
Occupancy Load | 0.000 people per m2
Lighting Requirements | 400 lux
Equipment Load | 0.00 W/m2
Room Ventilation
Air Change Rate per Occupant | 15.0 liters / sec per person
Total Air Change Rate | 0.0 roomfuls per hour
Lighting Control
Lighting Control | lights do not respond to daylight: all lights fully on while building is occupied
Representative Room
Orientation | north
Room Depth | 27 m
Room Width | 5 m
Room Height | 2.2 m
Thermal Mass
Thermal Mass | none
Overhang
Overhang Depth | 0 m
Roof
Roof Type | adiabatic roof
Simulation Results:
Primary Energy Use and CO2 Emissions
| heating | cooling | lighting | total | CO2
| energy | energy | energy | energy | emissions
| (kWh/m2) | (kWh/m2) | (kWh/m2) | (kWh/m2) | (kg/m2)
January | 33.5 | 0 | 7.3 | 40.8 | 8.2
February | 28.1 | 0 | 6.6 | 34.7 | 6.9
March | 32.1 | 0 | 7.3 | 39.4 | 7.9
April | 26 | 0 | 7.1 | 33.1 | 6.6
May | 18.9 | 0 | 7.3 | 26.2 | 5.2
June | 9.5 | 0 | 7.1 | 16.6 | 3.3
July | 4.3 | 0 | 7.3 | 11.6 | 2.3
August | 4.3 | 0 | 7.3 | 11.6 | 2.3
September | 10.2 | 0 | 7.1 | 17.3 | 3.5
October | 15.6 | 0 | 7.3 | 22.9 | 4.6
November | 26 | 0 | 7.1 | 33.1 | 6.6
December | 28.1 | 0 | 7.3 | 35.4 | 7.1
Total | 236.6 | 0 | 86.1 | 322.7 | 64.5 | yearly energy
January
| solar | solar | direct | diffuse | outdoor | indoor | window | heating | blinds
| altitude | azimuth | radiation | radiation | temp. | temp. | temp. | load | closed
| (degrees) | (degrees) | (W-h/m2) | (W-h/m2) | (K) | (K) | (K) | (W-h/m2) | (% time)
midnight | -58.1 | 13.3 | 0 | 0 | 275.9 | 294.1 | 288.2 | 136.4 | 0
1:00 | -54.2 | 37.6 | 0 | 0 | 275.8 | 294.1 | 288.2 | 135.8 | 0
2:00 | -47.5 | 57.1 | 0 | 0 | 275.8 | 294.1 | 288.2 | 134.2 | 0
3:00 | -39.2 | 72.7 | 0 | 0 | 275.7 | 294.1 | 288.1 | 130.1 | 0
4:00 | -30.2 | 85.8 | 0 | 0 | 275.6 | 294.1 | 288.1 | 132.8 | 0
5:00 | -21.1 | 97.6 | 0 | 0 | 275.6 | 294.1 | 288.1 | 132.6 | 0
6:00 | -12.3 | 108.9 | 0 | 0 | 275.5 | 294.1 | 288.1 | 130.3 | 0
7:00 | -4 | 120.3 | 0 | 0 | 275.5 | 294.1 | 288.1 | 129.2 | 0
8:00 | 3.3 | 132.2 | 0 | 5.1 | 275.7 | 296.2 | 289.3 | 0 | 0
9:00 | 9.3 | 144.9 | 0 | 20.2 | 276.1 | 295.7 | 289.6 | 1.8 | 0
10:00 | 13.6 | 158.4 | 0 | 34.6 | 276.5 | 295.7 | 289.7 | 1.9 | 0
11:00 | 15.9 | 172.7 | 0 | 40.5 | 276.7 | 295.9 | 290.3 | 1.6 | 0
noon | 15.9 | -172.7 | 0 | 42.7 | 277.2 | 295.5 | 290.3 | 2.4 | 0
13:00 | 13.6 | -158.4 | 0 | 38.1 | 277.6 | 295.7 | 290.2 | 1.6 | 0
14:00 | 9.3 | -144.9 | 0 | 26.7 | 277.5 | 295.6 | 290.2 | 1.8 | 0
15:00 | 3.3 | -132.2 | 0 | 13.2 | 277.3 | 295.9 | 290 | 1.1 | 0
16:00 | -4 | -120.3 | 0 | 0.6 | 277 | 295.8 | 289.9 | 1.1 | 0
17:00 | -12.3 | -108.9 | 0 | 0 | 276.8 | 295.8 | 289.6 | 0.9 | 0
18:00 | -21.1 | -97.6 | 0 | 0 | 276.5 | 296 | 289.8 | 1.1 | 0
19:00 | -30.2 | -85.8 | 0 | 0 | 276.3 | 295.8 | 289.6 | 0.9 | 0
20:00 | -39.2 | -72.7 | 0 | 0 | 276.1 | 295.8 | 289.6 | 1.2 | 0
21:00 | -47.5 | -57.1 | 0 | 0 | 276.1 | 296 | 289.5 | 0.6 | 0
22:00 | -54.2 | -37.6 | 0 | 0 | 276 | 296.2 | 289.4 | 0.9 | 0
23:00 | -58.1 | -13.3 | 0 | 0 | 275.9 | 295.9 | 289.7 | 1.1 | 0
February
| solar | solar | direct | diffuse | outdoor | indoor | window | heating | blinds
| altitude | azimuth | radiation | radiation | temp. | temp. | temp. | load | closed
| (degrees) | (degrees) | (W-h/m2) | (W-h/m2) | (K) | (K) | (K) | (W-h/m2) | (% time)
midnight | -50.4 | 11.4 | 0 | 0 | 275.4 | 294.1 | 288 | 116.7 | 0
1:00 | -46.9 | 33 | 0 | 0 | 275.3 | 294.1 | 288 | 111.3 | 0
2:00 | -40.8 | 51.4 | 0 | 0 | 275.2 | 294.1 | 288 | 115.5 | 0
3:00 | -32.9 | 66.9 | 0 | 0 | 275.2 | 294.1 | 288 | 122 | 0
4:00 | -24.2 | 80.2 | 0 | 0 | 275.2 | 294.1 | 288 | 124 | 0
5:00 | -15.1 | 92.3 | 0 | 0 | 275.1 | 294.1 | 287.9 | 128.7 | 0
6:00 | -6.1 | 104 | 0 | 0 | 275.1 | 294.1 | 287.9 | 128.5 | 0
7:00 | 2.4 | 115.9 | 0 | 2.3 | 275.1 | 294.1 | 288 | 132.1 | 0
8:00 | 10.1 | 128.3 | 0 | 20.6 | 275.5 | 296.2 | 289.7 | 0.5 | 0
9:00 | 16.5 | 141.8 | 0 | 40.4 | 276.1 | 295.4 | 290 | 2.6 | 0
10:00 | 21.2 | 156.4 | 0 | 55.1 | 276.7 | 296.2 | 290.3 | 2.1 | 0
11:00 | 23.7 | 172 | 0 | 60.6 | 277.3 | 296 | 290.5 | 2.5 | 0
noon | 23.7 | -172 | 0 | 65.1 | 277.9 | 296 | 290.8 | 2.4 | 0
13:00 | 21.2 | -156.4 | 0 | 57 | 278.4 | 295.7 | 290.9 | 2.4 | 0
14:00 | 16.5 | -141.8 | 0 | 53.5 | 278.5 | 295.8 | 290.7 | 2.1 | 0
15:00 | 10.1 | -128.3 | 0 | 36 | 278.3 | 296.2 | 290.4 | 1.7 | 0
16:00 | 2.4 | -115.9 | 0 | 14.5 | 277.7 | 296.2 | 290 | 1.5 | 0
17:00 | -6.1 | -104 | 0 | 0.3 | 277.1 | 295.3 | 289.8 | 1.5 | 0
18:00 | -15.1 | -92.3 | 0 | 0 | 276.7 | 296.2 | 289.7 | 0.5 | 0
19:00 | -24.2 | -80.2 | 0 | 0 | 276.3 | 296 | 289.4 | 1.2 | 0
20:00 | -32.9 | -66.9 | 0 | 0 | 276 | 296 | 289.4 | 0.9 | 0
21:00 | -40.8 | -51.4 | 0 | 0 | 275.7 | 296.1 | 289.4 | 0.9 | 0
22:00 | -46.9 | -33 | 0 | 0 | 275.5 | 295.7 | 289.4 | 1 | 0
23:00 | -50.4 | -11.4 | 0 | 0 | 275.4 | 295.9 | 289.4 | 0.7 | 0
March
| solar | solar | direct | diffuse | outdoor | indoor | window | heating | blinds
| altitude | azimuth | radiation | radiation | temp. | temp. | temp. | load | closed
| (degrees) | (degrees) | (W-h/m2) | (W-h/m2) | (K) | (K) | (K) | (W-h/m2) | (% time)
midnight | -39 | 9.6 | 0 | 0 | 276.9 | 294.1 | 288.5 | 128.3 | 0
1:00 | -36 | 28.2 | 0 | 0 | 276.8 | 294.1 | 288.5 | 132.4 | 0
2:00 | -30.6 | 45 | 0 | 0 | 276.7 | 294.1 | 288.4 | 136.7 | 0
3:00 | -23.4 | 59.7 | 0 | 0 | 276.5 | 294.1 | 288.4 | 129.2 | 0
4:00 | -15 | 72.9 | 0 | 0 | 276.3 | 294.1 | 288.3 | 130.5 | 0
5:00 | -6.1 | 85.2 | 0 | 0 | 276.4 | 294.1 | 288.3 | 125.2 | 0
6:00 | 2.9 | 97.1 | 0 | 4.1 | 276.6 | 294.1 | 288.4 | 117.6 | 0
7:00 | 11.8 | 109.3 | 0 | 24.9 | 276.9 | 294.1 | 288.8 | 113.9 | 0
8:00 | 20 | 122.4 | 0 | 48.1 | 277.4 | 296.1 | 290.3 | 1.1 | 0
9:00 | 27 | 136.9 | 0 | 66.7 | 278 | 295.9 | 290.7 | 1.9 | 0
10:00 | 32.2 | 153.1 | 0 | 85.8 | 278.8 | 296.1 | 291.1 | 2 | 0
11:00 | 35.1 | 170.8 | 0 | 100 | 279.8 | 296.1 | 291.7 | 2 | 0
noon | 35.1 | -170.8 | 0 | 101.7 | 280.5 | 295.7 | 292 | 2.1 | 0
13:00 | 32.2 | -153.1 | 0 | 93 | 281.2 | 295.9 | 292.2 | 1.5 | 0
14:00 | 27 | -136.9 | 0 | 79.8 | 281.5 | 295.7 | 292.2 | 1.7 | 0
15:00 | 20 | -122.4 | 0 | 58.9 | 281.4 | 296.1 | 291.8 | 1.5 | 0
16:00 | 11.8 | -109.3 | 0 | 34.5 | 280.9 | 296.2 | 291.5 | 1.4 | 0
17:00 | 2.9 | -97.1 | 0 | 15.4 | 280.1 | 295.7 | 290.9 | 1.4 | 0
18:00 | -6.1 | -85.2 | 0 | 0 | 279.4 | 296.2 | 290.5 | 0.8 | 0
19:00 | -15 | -72.9 | 0 | 0 | 278.7 | 295.9 | 290.3 | 1.1 | 0
20:00 | -23.4 | -59.7 | 0 | 0 | 278.2 | 296 | 290.2 | 0.7 | 0
21:00 | -30.6 | -45 | 0 | 0 | 277.8 | 295.8 | 289.9 | 1.5 | 0
22:00 | -36 | -28.2 | 0 | 0 | 277.3 | 295.9 | 290 | 1.2 | 0
23:00 | -39 | -9.6 | 0 | 0 | 277.1 | 296.3 | 289.9 | 0.9 | 0
April
| solar | solar | direct | diffuse | outdoor | indoor | window | heating | blinds
| altitude | azimuth | radiation | radiation | temp. | temp. | temp. | load | closed
| (degrees) | (degrees) | (W-h/m2) | (W-h/m2) | (K) | (K) | (K) | (W-h/m2) | (% time)
midnight | -27.1 | 8.3 | 0 | 0 | 278.5 | 294.1 | 289 | 105.7 | 0
1:00 | -24.5 | 24.4 | 0 | 0 | 278.2 | 294.1 | 288.9 | 103.9 | 0
2:00 | -19.7 | 39.5 | 0 | 0 | 278 | 294.1 | 288.9 | 105.5 | 0
3:00 | -13.1 | 53.3 | 0 | 0 | 277.7 | 294.1 | 288.8 | 107.6 | 0
4:00 | -5.2 | 66 | 0 | 0 | 277.4 | 294.1 | 288.7 | 106.6 | 0
5:00 | 3.4 | 78 | 3 | 8 | 277.6 | 294.1 | 288.8 | 105.3 | 0
6:00 | 12.4 | 89.8 | 0.4 | 33.9 | 278.1 | 294.1 | 289.2 | 107.9 | 0
7:00 | 21.5 | 102 | 0 | 60.7 | 278.8 | 294.1 | 289.8 | 103.9 | 0
8:00 | 30.1 | 115.3 | 0 | 79.7 | 279.5 | 295.8 | 291.6 | 1.9 | 0
9:00 | 37.7 | 130.6 | 0 | 102.3 | 280.6 | 296.2 | 291.9 | 2.1 | 0
10:00 | 43.7 | 148.5 | 0 | 121.4 | 281.5 | 296.1 | 292.5 | 2.2 | 0
11:00 | 47 | 169.1 | 0 | 133.9 | 282.5 | 296 | 293.3 | 2 | 0
noon | 47 | -169.1 | 0 | 135.6 | 283.5 | 296.2 | 293.6 | 1.5 | 0
13:00 | 43.7 | -148.5 | 0 | 127.4 | 284.2 | 296.3 | 293.5 | 1.2 | 0
14:00 | 37.7 | -130.6 | 0 | 116.3 | 284.7 | 296 | 293.6 | 1.1 | 0
15:00 | 30.1 | -115.3 | 0 | 86.8 | 285 | 296.1 | 293.3 | 1 | 0
16:00 | 21.5 | -102 | 0 | 66.8 | 284.7 | 296.1 | 292.7 | 0.9 | 0
17:00 | 12.4 | -89.8 | 0.5 | 41.3 | 283.9 | 295.8 | 292.6 | 1.1 | 0
18:00 | 3.4 | -78 | 12.3 | 16.4 | 283 | 295.9 | 291.9 | 0.9 | 0
19:00 | -5.2 | -66 | 0 | 0 | 282 | 295.9 | 291.2 | 0.7 | 0
20:00 | -13.1 | -53.3 | 0 | 0 | 281 | 296 | 291 | 0.9 | 0
21:00 | -19.7 | -39.5 | 0 | 0 | 280 | 295.7 | 291 | 0.9 | 0
22:00 | -24.5 | -24.4 | 0 | 0 | 279.3 | 296 | 290.5 | 0.8 | 0
23:00 | -27.1 | -8.3 | 0 | 0 | 278.6 | 296.1 | 290.2 | 1 | 0
May
| solar | solar | direct | diffuse | outdoor | indoor | window | heating | blinds
| altitude | azimuth | radiation | radiation | temp. | temp. | temp. | load | closed
| (degrees) | (degrees) | (W-h/m2) | (W-h/m2) | (K) | (K) | (K) | (W-h/m2) | (% time)
midnight | -17.9 | 7.4 | 0 | 0 | 281 | 294.1 | 289.8 | 75.7 | 0
1:00 | -15.5 | 22 | 0 | 0 | 280.8 | 294.1 | 289.7 | 76.6 | 0
2:00 | -11.1 | 35.8 | 0 | 0 | 280.5 | 294.1 | 289.7 | 77 | 0
3:00 | -5 | 48.7 | 0 | 0 | 280.2 | 294.1 | 289.5 | 75.7 | 0
4:00 | 2.4 | 60.8 | 12.8 | 10.9 | 280.2 | 294.1 | 289.8 | 77.3 | 0
5:00 | 10.7 | 72.3 | 41.5 | 40.6 | 280.5 | 294.1 | 290.5 | 75.6 | 0
6:00 | 19.6 | 83.7 | 18 | 62.9 | 280.9 | 294.1 | 290.6 | 75.7 | 0
7:00 | 28.7 | 95.6 | 0 | 84.8 | 281.8 | 294.1 | 291 | 66.8 | 0
8:00 | 37.6 | 108.8 | 0 | 101.3 | 282.7 | 296.4 | 292.4 | 0.9 | 0
9:00 | 45.8 | 124.4 | 0 | 131.7 | 283.7 | 296.3 | 293.5 | 1.2 | 0
10:00 | 52.4 | 143.6 | 0 | 145.9 | 284.8 | 296 | 293.8 | 1 | 0
11:00 | 56.2 | 167.2 | 0 | 152.2 | 285.8 | 296 | 294.4 | 0.5 | 0
noon | 56.2 | -167.2 | 0 | 145.7 | 286.8 | 296.3 | 294.6 | 0.5 | 0
13:00 | 52.4 | -143.6 | 0 | 137.1 | 287.6 | 296.3 | 295 | 0.4 | 0
14:00 | 45.8 | -124.4 | 0 | 134.2 | 288 | 296.4 | 295 | 0.5 | 0
15:00 | 37.6 | -108.8 | 0 | 116.3 | 288 | 296.2 | 295 | 0.3 | 0
16:00 | 28.7 | -95.6 | 0 | 97.6 | 287.9 | 296.2 | 294.4 | 0.3 | 0
17:00 | 19.6 | -83.7 | 19 | 74.3 | 287.3 | 295.8 | 294.3 | 0.4 | 0
18:00 | 10.7 | -72.3 | 47.9 | 48.7 | 286.3 | 296.2 | 293.7 | 0.3 | 0
19:00 | 2.4 | -60.8 | 25.2 | 18.1 | 285.1 | 296.1 | 293.1 | 0.3 | 0
20:00 | -5 | -48.7 | 0 | 0 | 284 | 296 | 291.9 | 0.2 | 0
21:00 | -11.1 | -35.8 | 0 | 0 | 283.1 | 296 | 291.6 | 0.4 | 0
22:00 | -15.5 | -22 | 0 | 0 | 282.3 | 295.9 | 291.3 | 0.5 | 0
23:00 | -17.9 | -7.4 | 0 | 0 | 281.5 | 296.2 | 291.2 | 0.4 | 0
June
| solar | solar | direct | diffuse | outdoor | indoor | window | heating | blinds
| altitude | azimuth | radiation | radiation | temp. | temp. | temp. | load | closed
| (degrees) | (degrees) | (W-h/m2) | (W-h/m2) | (K) | (K) | (K) | (W-h/m2) | (% time)
midnight | -13.8 | 7 | 0 | 0 | 284.5 | 294.1 | 290.9 | 42.9 | 0
1:00 | -11.6 | 21 | 0 | 0 | 284.2 | 294.1 | 290.9 | 42 | 0
2:00 | -7.3 | 34.3 | 0 | 0 | 283.9 | 294.1 | 290.7 | 38.7 | 0
3:00 | -1.4 | 46.7 | 0 | 0 | 283.6 | 294.1 | 290.6 | 37.6 | 0
4:00 | 5.8 | 58.4 | 47 | 27.4 | 283.7 | 294.2 | 291.6 | 38.4 | 0
5:00 | 14 | 69.7 | 54.6 | 52.4 | 284.2 | 294.3 | 292.1 | 37.6 | 0
6:00 | 22.8 | 80.8 | 26.7 | 76.8 | 284.6 | 294.4 | 292.1 | 38.7 | 0
7:00 | 31.9 | 92.5 | 0 | 90.6 | 285.2 | 294.4 | 292.3 | 37.6 | 0
8:00 | 40.9 | 105.5 | 0 | 104.6 | 286.2 | 296.1 | 294 | 0.3 | 0
9:00 | 49.2 | 121 | 0 | 130.5 | 287.2 | 296.5 | 294.9 | 0.2 | 0
10:00 | 56.1 | 140.8 | 0 | 140.9 | 288.1 | 296.6 | 295.1 | 0.2 | 0
11:00 | 60.2 | 166 | 0 | 149.1 | 289.1 | 297.3 | 295.8 | 0.2 | 0
noon | 60.2 | -166 | 0 | 150.4 | 290 | 297.3 | 296.6 | 0.1 | 0
13:00 | 56.1 | -140.8 | 0 | 149.6 | 290.6 | 297.7 | 297.2 | 0 | 0
14:00 | 49.2 | -121 | 0 | 133.5 | 291 | 297.6 | 296.6 | 0 | 0
15:00 | 40.9 | -105.5 | 0 | 111.8 | 291.1 | 297.4 | 296.6 | 0 | 0
16:00 | 31.9 | -92.5 | 0 | 113.1 | 290.9 | 297.1 | 296.2 | 0.1 | 0
17:00 | 22.8 | -80.8 | 25.1 | 93.4 | 290.2 | 296.9 | 296 | 0.1 | 0
18:00 | 14 | -69.7 | 50.8 | 67.2 | 289.3 | 296.6 | 295.4 | 0.2 | 0
19:00 | 5.8 | -58.4 | 47.8 | 41 | 288.3 | 296.5 | 294.8 | 0.2 | 0
20:00 | -1.4 | -46.7 | 0 | 0 | 287.4 | 296.5 | 293.2 | 0.1 | 0
21:00 | -7.3 | -34.3 | 0 | 0 | 286.4 | 296.4 | 292.9 | 0.2 | 0
22:00 | -11.6 | -21 | 0 | 0 | 285.7 | 296.2 | 292.5 | 0.3 | 0
23:00 | -13.8 | -7 | 0 | 0 | 284.8 | 296.1 | 292.1 | 0.3 | 0
July
| solar | solar | direct | diffuse | outdoor | indoor | window | heating | blinds
| altitude | azimuth | radiation | radiation | temp. | temp. | temp. | load | closed
| (degrees) | (degrees) | (W-h/m2) | (W-h/m2) | (K) | (K) | (K) | (W-h/m2) | (% time)
midnight | -15.9 | 7.2 | 0 | 0 | 286.4 | 294.8 | 292.1 | 15.8 | 0
1:00 | -13.7 | 21.5 | 0 | 0 | 286.1 | 294.3 | 291.6 | 19.5 | 0
2:00 | -9.3 | 35.1 | 0 | 0 | 285.6 | 294.1 | 291.3 | 19.9 | 0
3:00 | -3.3 | 47.8 | 0 | 0 | 285.3 | 294.1 | 291.2 | 18.4 | 0
4:00 | 4 | 59.7 | 7.4 | 13.9 | 285.5 | 294.2 | 291.6 | 19.2 | 0
5:00 | 12.3 | 71 | 22.1 | 43.4 | 285.8 | 294.8 | 292.4 | 16.5 | 0
6:00 | 21.1 | 82.3 | 12.9 | 72.5 | 286.4 | 295.4 | 293.2 | 16.5 | 0
7:00 | 30.2 | 94.1 | 0 | 90.2 | 286.8 | 295.8 | 293.8 | 14.3 | 0
8:00 | 39.2 | 107.3 | 0 | 107.5 | 287.6 | 297.2 | 294.9 | 0.1 | 0
9:00 | 47.4 | 122.8 | 0 | 130 | 288.7 | 297.2 | 295.5 | 0 | 0
10:00 | 54.2 | 142.4 | 0 | 152.9 | 289.7 | 297.3 | 296.5 | 0 | 0
11:00 | 58.1 | 166.6 | 0 | 166.1 | 290.7 | 297.7 | 296.9 | 0 | 0
noon | 58.1 | -166.6 | 0 | 174.3 | 291.7 | 297.7 | 297.5 | 0 | 0
13:00 | 54.2 | -142.4 | 0 | 161.4 | 292.5 | 298.1 | 297.9 | 0 | 0
14:00 | 47.4 | -122.8 | 0 | 145.3 | 292.9 | 297.6 | 297.5 | 0 | 0
15:00 | 39.2 | -107.3 | 0 | 120.5 | 293 | 297.7 | 297.3 | 0 | 0
16:00 | 30.2 | -94.1 | 0 | 114.7 | 292.8 | 297.6 | 297 | 0 | 0
17:00 | 21.1 | -82.3 | 18.9 | 91.1 | 292.4 | 297.4 | 296.8 | 0 | 0
18:00 | 12.3 | -71 | 59.5 | 68.5 | 291.5 | 297.5 | 296.8 | 0 | 0
19:00 | 4 | -59.7 | 57.7 | 35.1 | 290.4 | 297.3 | 296.3 | 0 | 0
20:00 | -3.3 | -47.8 | 0 | 0 | 289.3 | 297 | 294.5 | 0 | 0
21:00 | -9.3 | -35.1 | 0 | 0 | 288.4 | 297.1 | 294.2 | 0 | 0
22:00 | -13.7 | -21.5 | 0 | 0 | 287.5 | 297 | 293.8 | 0 | 0
23:00 | -15.9 | -7.2 | 0 | 0 | 286.8 | 297.1 | 293.6 | 0 | 0
August
| solar | solar | direct | diffuse | outdoor | indoor | window | heating | blinds
| altitude | azimuth | radiation | radiation | temp. | temp. | temp. | load | closed
| (degrees) | (degrees) | (W-h/m2) | (W-h/m2) | (K) | (K) | (K) | (W-h/m2) | (% time)
midnight | -23.7 | 7.9 | 0 | 0 | 286.4 | 294.6 | 292 | 14 | 0
1:00 | -21.3 | 23.5 | 0 | 0 | 286 | 294.3 | 291.6 | 15.4 | 0
2:00 | -16.6 | 38.1 | 0 | 0 | 285.9 | 294.2 | 291.5 | 17.1 | 0
3:00 | -10.1 | 51.6 | 0 | 0 | 285.4 | 294.1 | 291.3 | 18.3 | 0
4:00 | -2.4 | 64.1 | 0 | 0 | 285.1 | 294.1 | 291.1 | 20.6 | 0
5:00 | 6 | 75.9 | 12.7 | 19 | 285.3 | 294.4 | 291.6 | 19.2 | 0
6:00 | 15.1 | 87.6 | 5.8 | 45.6 | 285.9 | 294.8 | 292.3 | 17.7 | 0
7:00 | 24.2 | 99.7 | 0 | 76 | 286.5 | 295.3 | 293.2 | 17.7 | 0
8:00 | 32.9 | 113.1 | 0 | 96.4 | 287.3 | 296.7 | 294.8 | 0 | 0
9:00 | 40.7 | 128.5 | 0 | 119 | 288.2 | 297.4 | 295.4 | 0 | 0
10:00 | 46.9 | 146.9 | 0 | 144.3 | 289.3 | 297 | 296 | 0 | 0
11:00 | 50.3 | 168.5 | 0 | 156.9 | 290.4 | 297 | 296.6 | 0 | 0
noon | 50.3 | -168.5 | 0 | 169.1 | 291.3 | 297.5 | 297.3 | 0 | 0
13:00 | 46.9 | -146.9 | 0 | 150.2 | 292 | 297.9 | 297.3 | 0 | 0
14:00 | 40.7 | -128.5 | 0 | 130.8 | 292.5 | 297.4 | 297.4 | 0 | 0
15:00 | 32.9 | -113.1 | 0 | 103.7 | 292.6 | 297.6 | 297.1 | 0 | 0
16:00 | 24.2 | -99.7 | 0 | 76.7 | 292.2 | 297.5 | 296.7 | 0 | 0
17:00 | 15.1 | -87.6 | 6.3 | 56.4 | 291.7 | 297.4 | 296 | 0 | 0
18:00 | 6 | -75.9 | 24.9 | 35.1 | 290.9 | 297.3 | 295.8 | 0 | 0
19:00 | -2.4 | -64.1 | 0 | 6 | 289.9 | 297 | 294.9 | 0 | 0
20:00 | -10.1 | -51.6 | 0 | 0 | 289 | 296.9 | 294.3 | 0 | 0
21:00 | -16.6 | -38.1 | 0 | 0 | 288.1 | 297.1 | 294 | 0 | 0
22:00 | -21.3 | -23.5 | 0 | 0 | 287.3 | 297 | 293.6 | 0 | 0
23:00 | -23.7 | -7.9 | 0 | 0 | 286.6 | 296.7 | 293.6 | 0 | 0
September
| solar | solar | direct | diffuse | outdoor | indoor | window | heating | blinds
| altitude | azimuth | radiation | radiation | temp. | temp. | temp. | load | closed
| (degrees) | (degrees) | (W-h/m2) | (W-h/m2) | (K) | (K) | (K) | (W-h/m2) | (% time)
midnight | -35.1 | 9.1 | 0 | 0 | 284.9 | 294.7 | 291.6 | 42.6 | 0
1:00 | -32.3 | 26.9 | 0 | 0 | 284.8 | 294.4 | 291.3 | 42.9 | 0
2:00 | -27.1 | 43.1 | 0 | 0 | 284.5 | 294.3 | 291.1 | 42.5 | 0
3:00 | -20 | 57.5 | 0 | 0 | 284.3 | 294.2 | 290.9 | 41.9 | 0
4:00 | -11.8 | 70.6 | 0 | 0 | 284.1 | 294.1 | 290.8 | 42.6 | 0
5:00 | -3 | 82.8 | 0 | 0.3 | 284 | 294.1 | 290.8 | 44.8 | 0
6:00 | 6 | 94.7 | 0 | 19.9 | 284.3 | 294.2 | 291.1 | 42.3 | 0
7:00 | 15 | 107 | 0 | 44.4 | 284.7 | 294.6 | 291.7 | 37.2 | 0
8:00 | 23.3 | 120.2 | 0 | 67.9 | 285.4 | 296.8 | 293.7 | 0.4 | 0
9:00 | 30.6 | 135 | 0 | 89.9 | 286.1 | 296.9 | 294.2 | 0.6 | 0
10:00 | 36 | 151.7 | 0 | 104.9 | 286.8 | 297 | 294.6 | 0.3 | 0
11:00 | 39 | 170.3 | 0 | 105.9 | 287.6 | 296.8 | 295.1 | 0.3 | 0
noon | 39 | -170.3 | 0 | 104.9 | 288.3 | 297 | 295.2 | 0.2 | 0
13:00 | 36 | -151.7 | 0 | 101.4 | 288.9 | 296.9 | 295.6 | 0.2 | 0
14:00 | 30.6 | -135 | 0 | 92.6 | 289.4 | 297.2 | 295.5 | 0.2 | 0
15:00 | 23.3 | -120.2 | 0 | 73.2 | 289.5 | 297.2 | 295.3 | 0.1 | 0
16:00 | 15 | -107 | 0 | 44.6 | 289.3 | 297.3 | 294.7 | 0.1 | 0
17:00 | 6 | -94.7 | 0 | 23.9 | 288.6 | 297 | 294.4 | 0.1 | 0
18:00 | -3 | -82.8 | 0 | 2.4 | 287.8 | 296.7 | 293.9 | 0.1 | 0
19:00 | -11.8 | -70.6 | 0 | 0 | 287.1 | 296.6 | 293.7 | 0.3 | 0
20:00 | -20 | -57.5 | 0 | 0 | 286.5 | 296.4 | 293.5 | 0.2 | 0
21:00 | -27.1 | -43.1 | 0 | 0 | 285.9 | 296.6 | 293.3 | 0.3 | 0
22:00 | -32.3 | -26.9 | 0 | 0 | 285.3 | 296.6 | 292.9 | 0.4 | 0
23:00 | -35.1 | -9.1 | 0 | 0 | 285 | 296.8 | 292.7 | 0.4 | 0
October
| solar | solar | direct | diffuse | outdoor | indoor | window | heating | blinds
| altitude | azimuth | radiation | radiation | temp. | temp. | temp. | load | closed
| (degrees) | (degrees) | (W-h/m2) | (W-h/m2) | (K) | (K) | (K) | (W-h/m2) | (% time)
midnight | -47 | 10.8 | 0 | 0 | 282.1 | 294.2 | 290.2 | 58.3 | 0
1:00 | -43.7 | 31.4 | 0 | 0 | 282.1 | 294.1 | 290.2 | 57.4 | 0
2:00 | -37.8 | 49.3 | 0 | 0 | 282 | 294.1 | 290.1 | 58.8 | 0
3:00 | -30.1 | 64.6 | 0 | 0 | 281.8 | 294.1 | 290.1 | 59.7 | 0
4:00 | -21.5 | 78 | 0 | 0 | 281.8 | 294.1 | 290.1 | 61.2 | 0
5:00 | -12.4 | 90.2 | 0 | 0 | 281.7 | 294.1 | 290 | 66 | 0
6:00 | -3.4 | 102 | 0 | 0.8 | 281.8 | 294.1 | 290.1 | 66.7 | 0
7:00 | 5.2 | 114 | 0 | 16.8 | 282.2 | 294.1 | 290.4 | 65 | 0
8:00 | 13 | 126.6 | 0 | 37.6 | 282.6 | 296 | 292.1 | 0.6 | 0
9:00 | 19.7 | 140.4 | 0 | 61.3 | 283.3 | 296.1 | 292.5 | 0.8 | 0
10:00 | 24.5 | 155.5 | 0 | 70.4 | 283.9 | 296.1 | 292.8 | 0.9 | 0
11:00 | 27.1 | 171.7 | 0 | 81.3 | 284.6 | 296 | 293.1 | 0.8 | 0
noon | 27.1 | -171.7 | 0 | 79 | 285.1 | 296.1 | 293.2 | 0.8 | 0
13:00 | 24.5 | -155.5 | 0 | 65.6 | 285.4 | 296 | 293.4 | 0.7 | 0
14:00 | 19.7 | -140.4 | 0 | 49.7 | 285.5 | 296.2 | 293.1 | 0.6 | 0
15:00 | 13 | -126.6 | 0 | 33.4 | 285.3 | 296.1 | 292.8 | 0.4 | 0
16:00 | 5.2 | -114 | 0 | 14.6 | 284.7 | 295.8 | 292.5 | 0.4 | 0
17:00 | -3.4 | -102 | 0 | 0.4 | 284.1 | 295.9 | 292.3 | 0.3 | 0
18:00 | -12.4 | -90.2 | 0 | 0 | 283.5 | 295.8 | 292.2 | 0.6 | 0
19:00 | -21.5 | -78 | 0 | 0 | 283.1 | 296.2 | 291.8 | 0.4 | 0
20:00 | -30.1 | -64.6 | 0 | 0 | 282.8 | 296.1 | 291.7 | 0.4 | 0
21:00 | -37.8 | -49.3 | 0 | 0 | 282.5 | 295.8 | 291.4 | 0.6 | 0
22:00 | -43.7 | -31.4 | 0 | 0 | 282.4 | 296.1 | 291.7 | 0.2 | 0
23:00 | -47 | -10.8 | 0 | 0 | 282.2 | 296 | 291.6 | 0.4 | 0
November
| solar | solar | direct | diffuse | outdoor | indoor | window | heating | blinds
| altitude | azimuth | radiation | radiation | temp. | temp. | temp. | load | closed
| (degrees) | (degrees) | (W-h/m2) | (W-h/m2) | (K) | (K) | (K) | (W-h/m2) | (% time)
midnight | -56.2 | 12.8 | 0 | 0 | 278.9 | 294.1 | 289.1 | 104.1 | 0
1:00 | -52.4 | 36.3 | 0 | 0 | 278.8 | 294.1 | 289.1 | 104.7 | 0
2:00 | -45.8 | 55.6 | 0 | 0 | 278.6 | 294.1 | 289.1 | 110.8 | 0
3:00 | -37.7 | 71.1 | 0 | 0 | 278.5 | 294.1 | 289 | 107.2 | 0
4:00 | -28.8 | 84.3 | 0 | 0 | 278.4 | 294.1 | 289 | 103.2 | 0
5:00 | -19.7 | 96.2 | 0 | 0 | 278.4 | 294.1 | 289 | 106.7 | 0
6:00 | -10.7 | 107.7 | 0 | 0 | 278.3 | 294.1 | 289 | 107 | 0
7:00 | -2.4 | 119.2 | 0 | 1 | 278.2 | 294.1 | 288.9 | 107.6 | 0
8:00 | 5 | 131.2 | 0 | 16 | 278.4 | 295.6 | 290.7 | 0.3 | 0
9:00 | 11.1 | 144.1 | 0 | 30.1 | 278.8 | 295.8 | 290.4 | 1.5 | 0
10:00 | 15.5 | 157.9 | 0 | 45.9 | 279.2 | 296.1 | 291 | 1.6 | 0
11:00 | 17.8 | 172.5 | 0 | 57.8 | 279.7 | 295.6 | 291.1 | 2.1 | 0
noon | 17.8 | -172.5 | 0 | 55.3 | 280.1 | 296.2 | 291.2 | 1.2 | 0
13:00 | 15.5 | -157.9 | 0 | 47.3 | 280.3 | 295.7 | 291.4 | 1.5 | 0
14:00 | 11.1 | -144.1 | 0 | 30.2 | 280.4 | 296.2 | 291.2 | 1.1 | 0
15:00 | 5 | -131.2 | 0 | 12.9 | 280.2 | 296.1 | 291 | 0.9 | 0
16:00 | -2.4 | -119.2 | 0 | 0 | 280 | 295.8 | 290.7 | 0.9 | 0
17:00 | -10.7 | -107.7 | 0 | 0 | 279.7 | 295.9 | 290.8 | 0.6 | 0
18:00 | -19.7 | -96.2 | 0 | 0 | 279.6 | 295.8 | 290.4 | 0.7 | 0
19:00 | -28.8 | -84.3 | 0 | 0 | 279.4 | 295.9 | 290.7 | 0.5 | 0
20:00 | -37.7 | -71.1 | 0 | 0 | 279.4 | 295.6 | 290.4 | 1.1 | 0
21:00 | -45.8 | -55.6 | 0 | 0 | 279.2 | 295.8 | 290.6 | 0.5 | 0
22:00 | -52.4 | -36.3 | 0 | 0 | 279 | 296.1 | 290.3 | 0.4 | 0
23:00 | -56.2 | -12.8 | 0 | 0 | 278.8 | 295.9 | 290.5 | 1 | 0
December
| solar | solar | direct | diffuse | outdoor | indoor | window | heating | blinds
| altitude | azimuth | radiation | radiation | temp. | temp. | temp. | load | closed
| (degrees) | (degrees) | (W-h/m2) | (W-h/m2) | (K) | (K) | (K) | (W-h/m2) | (% time)
midnight | -60.2 | 13.9 | 0 | 0 | 276.9 | 294.1 | 288.5 | 109.1 | 0
1:00 | -56.1 | 39.1 | 0 | 0 | 276.8 | 294.1 | 288.5 | 112.8 | 0
2:00 | -49.2 | 58.9 | 0 | 0 | 276.8 | 294.1 | 288.5 | 113.2 | 0
3:00 | -40.9 | 74.4 | 0 | 0 | 276.8 | 294.1 | 288.5 | 113.2 | 0
4:00 | -31.9 | 87.4 | 0 | 0 | 276.9 | 294.1 | 288.5 | 110.5 | 0
5:00 | -22.8 | 99.1 | 0 | 0 | 277 | 294.1 | 288.5 | 113.5 | 0
6:00 | -14 | 110.2 | 0 | 0 | 276.9 | 294.1 | 288.5 | 110.7 | 0
7:00 | -5.8 | 121.5 | 0 | 0 | 276.9 | 294.1 | 288.5 | 107.9 | 0
8:00 | 1.4 | 133.2 | 0 | 1.8 | 277.1 | 296.2 | 289.7 | 0 | 0
9:00 | 7.3 | 145.7 | 0 | 14.9 | 277.3 | 295.5 | 290 | 1.8 | 0
10:00 | 11.6 | 158.9 | 0 | 28.6 | 277.7 | 296.2 | 290.5 | 0.9 | 0
11:00 | 13.8 | 172.9 | 0 | 36.8 | 277.9 | 295.9 | 290.6 | 2.1 | 0
noon | 13.8 | -172.9 | 0 | 37.9 | 278.2 | 295.6 | 290.5 | 1.8 | 0
13:00 | 11.6 | -158.9 | 0 | 29 | 278.4 | 295.7 | 290.4 | 1.4 | 0
14:00 | 7.3 | -145.7 | 0 | 18.1 | 278.3 | 296 | 290.6 | 1.1 | 0
15:00 | 1.4 | -133.2 | 0 | 4.7 | 278.2 | 296 | 290.3 | 0.9 | 0
16:00 | -5.8 | -121.5 | 0 | 0 | 277.8 | 295.8 | 290.1 | 1.1 | 0
17:00 | -14 | -110.2 | 0 | 0 | 277.7 | 295.7 | 289.9 | 1 | 0
18:00 | -22.8 | -99.1 | 0 | 0 | 277.5 | 296.1 | 289.9 | 0.7 | 0
19:00 | -31.9 | -87.4 | 0 | 0 | 277.5 | 295.8 | 289.9 | 1.1 | 0
20:00 | -40.9 | -74.4 | 0 | 0 | 277.3 | 295.9 | 289.8 | 0.8 | 0
21:00 | -49.2 | -58.9 | 0 | 0 | 277.1 | 295.8 | 289.7 | 1.1 | 0
22:00 | -56.1 | -39.1 | 0 | 0 | 277.1 | 296 | 289.7 | 0.6 | 0
23:00 | -60.2 | -13.9 | 0 | 0 | 277 | 295.9 | 289.8 | 0.9 | 0

## Sheet69
Scenario Two (yellow)
Tue Dec 03 2019 23:32:53 GMT+0000 (Greenwich Mean Time)
Setup Information:
Building
Location | UK - London
Building length, side A | N/A
Building length, side B | N/A
Simulation Type
Simulation Type | one_sided
Window Description
Typology | dgu_nb
Glazing Type | clear
Window Area | 69%
Wall Description
Insulation R-Value | 99999999.9 m2-K/W
Occupancy
Type | Low-rise Residential
Occupancy Load | 0.000 people per m2
Lighting Requirements | 400 lux
Equipment Load | 0.00 W/m2
Room Ventilation
Air Change Rate per Occupant | 15.0 liters / sec per person
Total Air Change Rate | 0.0 roomfuls per hour
Lighting Control
Lighting Control | lights do not respond to daylight: all lights fully on while building is occupied
Representative Room
Orientation | north
Room Depth | 27 m
Room Width | 5 m
Room Height | 2.2 m
Thermal Mass
Thermal Mass | none
Overhang
Overhang Depth | 0 m
Roof
Roof Type | adiabatic roof
Simulation Results:
Primary Energy Use and CO2 Emissions
| heating | cooling | lighting | total | CO2
| energy | energy | energy | energy | emissions
| (kWh/m2) | (kWh/m2) | (kWh/m2) | (kWh/m2) | (kg/m2)
January | 33.5 | 0 | 7.3 | 40.8 | 8.2
February | 28.1 | 0 | 6.6 | 34.7 | 6.9
March | 32.1 | 0 | 7.3 | 39.4 | 7.9
April | 26 | 0 | 7.1 | 33.1 | 6.6
May | 18.9 | 0 | 7.3 | 26.2 | 5.2
June | 9.5 | 0 | 7.1 | 16.6 | 3.3
July | 4.3 | 0 | 7.3 | 11.6 | 2.3
August | 4.3 | 0 | 7.3 | 11.6 | 2.3
September | 10.2 | 0 | 7.1 | 17.3 | 3.5
October | 15.5 | 0 | 7.3 | 22.8 | 4.6
November | 26 | 0 | 7.1 | 33.1 | 6.6
December | 28.1 | 0 | 7.3 | 35.4 | 7.1
Total | 236.5 | 0 | 86.1 | 322.6 | 64.5 | yearly energy
January
| solar | solar | direct | diffuse | outdoor | indoor | window | heating | blinds
| altitude | azimuth | radiation | radiation | temp. | temp. | temp. | load | closed
| (degrees) | (degrees) | (W-h/m2) | (W-h/m2) | (K) | (K) | (K) | (W-h/m2) | (% time)
midnight | -58.1 | 13.3 | 0 | 0 | 275.9 | 294.1 | 288.2 | 136.4 | 0
1:00 | -54.2 | 37.6 | 0 | 0 | 275.8 | 294.1 | 288.2 | 135.8 | 0
2:00 | -47.5 | 57.1 | 0 | 0 | 275.8 | 294.1 | 288.2 | 134.3 | 0
3:00 | -39.2 | 72.7 | 0 | 0 | 275.7 | 294.1 | 288.1 | 130.1 | 0
4:00 | -30.2 | 85.8 | 0 | 0 | 275.6 | 294.1 | 288.1 | 132.8 | 0
5:00 | -21.1 | 97.6 | 0 | 0 | 275.6 | 294.1 | 288.1 | 132.7 | 0
6:00 | -12.3 | 108.9 | 0 | 0 | 275.5 | 294.1 | 288.1 | 130.4 | 0
7:00 | -4 | 120.3 | 0 | 0 | 275.5 | 294.1 | 288.1 | 129.2 | 0
8:00 | 3.3 | 132.2 | 0 | 5.1 | 275.7 | 296.1 | 289.3 | 0 | 0
9:00 | 9.3 | 144.9 | 0 | 20.2 | 276.1 | 295.9 | 289.6 | 1.7 | 0
10:00 | 13.6 | 158.4 | 0 | 34.6 | 276.5 | 296 | 289.8 | 1.5 | 0
11:00 | 15.9 | 172.7 | 0 | 40.5 | 276.7 | 295.8 | 290.4 | 1.9 | 0
noon | 15.9 | -172.7 | 0 | 42.7 | 277.2 | 295.4 | 290.3 | 2.5 | 0
13:00 | 13.6 | -158.4 | 0 | 38.1 | 277.6 | 295.6 | 290.3 | 1.6 | 0
14:00 | 9.3 | -144.9 | 0 | 26.7 | 277.5 | 295.7 | 290.3 | 1.7 | 0
15:00 | 3.3 | -132.2 | 0 | 13.2 | 277.3 | 295.9 | 289.9 | 1.2 | 0
16:00 | -4 | -120.3 | 0 | 0.6 | 277 | 296.3 | 290 | 0.4 | 0
17:00 | -12.3 | -108.9 | 0 | 0 | 276.8 | 295.7 | 289.7 | 1.8 | 0
18:00 | -21.1 | -97.6 | 0 | 0 | 276.5 | 295.9 | 289.6 | 0.6 | 0
19:00 | -30.2 | -85.8 | 0 | 0 | 276.3 | 295.7 | 289.3 | 1.4 | 0
20:00 | -39.2 | -72.7 | 0 | 0 | 276.1 | 296.3 | 289.8 | 0.4 | 0
21:00 | -47.5 | -57.1 | 0 | 0 | 276.1 | 295.5 | 289.5 | 1.4 | 0
22:00 | -54.2 | -37.6 | 0 | 0 | 276 | 295.9 | 289.5 | 0.7 | 0
23:00 | -58.1 | -13.3 | 0 | 0 | 275.9 | 296 | 289.4 | 0.9 | 0
February
| solar | solar | direct | diffuse | outdoor | indoor | window | heating | blinds
| altitude | azimuth | radiation | radiation | temp. | temp. | temp. | load | closed
| (degrees) | (degrees) | (W-h/m2) | (W-h/m2) | (K) | (K) | (K) | (W-h/m2) | (% time)
midnight | -50.4 | 11.4 | 0 | 0 | 275.4 | 294.1 | 288 | 116.9 | 0
1:00 | -46.9 | 33 | 0 | 0 | 275.3 | 294.1 | 288 | 111.4 | 0
2:00 | -40.8 | 51.4 | 0 | 0 | 275.2 | 294.1 | 288 | 115.5 | 0
3:00 | -32.9 | 66.9 | 0 | 0 | 275.2 | 294.1 | 288 | 122.1 | 0
4:00 | -24.2 | 80.2 | 0 | 0 | 275.2 | 294.1 | 288 | 124.1 | 0
5:00 | -15.1 | 92.3 | 0 | 0 | 275.1 | 294.1 | 287.9 | 128.7 | 0
6:00 | -6.1 | 104 | 0 | 0 | 275.1 | 294.1 | 287.9 | 128.5 | 0
7:00 | 2.4 | 115.9 | 0 | 2.3 | 275.1 | 294.1 | 288 | 132.1 | 0
8:00 | 10.1 | 128.3 | 0 | 20.6 | 275.5 | 296.2 | 289.7 | 0.4 | 0
9:00 | 16.5 | 141.8 | 0 | 40.4 | 276.1 | 295.5 | 289.9 | 2.6 | 0
10:00 | 21.2 | 156.4 | 0 | 55.1 | 276.7 | 296 | 290.4 | 2.1 | 0
11:00 | 23.7 | 172 | 0 | 60.6 | 277.3 | 296.2 | 290.5 | 2.4 | 0
noon | 23.7 | -172 | 0 | 65.1 | 277.9 | 295.8 | 290.8 | 2.6 | 0
13:00 | 21.2 | -156.4 | 0 | 57 | 278.4 | 295.8 | 290.9 | 2.3 | 0
14:00 | 16.5 | -141.8 | 0 | 53.5 | 278.5 | 295.8 | 290.9 | 2 | 0
15:00 | 10.1 | -128.3 | 0 | 36 | 278.3 | 296 | 290.4 | 1.8 | 0
16:00 | 2.4 | -115.9 | 0 | 14.5 | 277.7 | 295.9 | 290 | 1.5 | 0
17:00 | -6.1 | -104 | 0 | 0.3 | 277.1 | 295.2 | 290.1 | 1.4 | 0
18:00 | -15.1 | -92.3 | 0 | 0 | 276.7 | 296.2 | 289.6 | 0.4 | 0
19:00 | -24.2 | -80.2 | 0 | 0 | 276.3 | 295.7 | 289.6 | 1.4 | 0
20:00 | -32.9 | -66.9 | 0 | 0 | 276 | 295.9 | 289.6 | 0.9 | 0
21:00 | -40.8 | -51.4 | 0 | 0 | 275.7 | 295.7 | 289.2 | 0.8 | 0
22:00 | -46.9 | -33 | 0 | 0 | 275.5 | 296.5 | 289.7 | 0.5 | 0
23:00 | -50.4 | -11.4 | 0 | 0 | 275.4 | 295.7 | 289.3 | 1 | 0
March
| solar | solar | direct | diffuse | outdoor | indoor | window | heating | blinds
| altitude | azimuth | radiation | radiation | temp. | temp. | temp. | load | closed
| (degrees) | (degrees) | (W-h/m2) | (W-h/m2) | (K) | (K) | (K) | (W-h/m2) | (% time)
midnight | -39 | 9.6 | 0 | 0 | 276.9 | 294.1 | 288.5 | 128.7 | 0
1:00 | -36 | 28.2 | 0 | 0 | 276.8 | 294.1 | 288.5 | 132.5 | 0
2:00 | -30.6 | 45 | 0 | 0 | 276.7 | 294.1 | 288.4 | 136.7 | 0
3:00 | -23.4 | 59.7 | 0 | 0 | 276.5 | 294.1 | 288.4 | 129.2 | 0
4:00 | -15 | 72.9 | 0 | 0 | 276.3 | 294.1 | 288.3 | 130.5 | 0
5:00 | -6.1 | 85.2 | 0 | 0 | 276.4 | 294.1 | 288.3 | 125.3 | 0
6:00 | 2.9 | 97.1 | 0 | 4.1 | 276.6 | 294.1 | 288.4 | 117.7 | 0
7:00 | 11.8 | 109.3 | 0 | 24.9 | 276.9 | 294.1 | 288.8 | 113.9 | 0
8:00 | 20 | 122.4 | 0 | 48.1 | 277.4 | 296 | 290.3 | 1.1 | 0
9:00 | 27 | 136.9 | 0 | 66.7 | 278 | 295.9 | 290.7 | 1.9 | 0
10:00 | 32.2 | 153.1 | 0 | 85.8 | 278.8 | 296.1 | 291.1 | 2 | 0
11:00 | 35.1 | 170.8 | 0 | 100 | 279.8 | 296.1 | 291.7 | 2.1 | 0
noon | 35.1 | -170.8 | 0 | 101.7 | 280.5 | 295.7 | 292.1 | 2.2 | 0
13:00 | 32.2 | -153.1 | 0 | 93 | 281.2 | 296 | 292.1 | 1.4 | 0
14:00 | 27 | -136.9 | 0 | 79.8 | 281.5 | 295.7 | 292.2 | 1.7 | 0
15:00 | 20 | -122.4 | 0 | 58.9 | 281.4 | 295.8 | 291.8 | 1.3 | 0
16:00 | 11.8 | -109.3 | 0 | 34.5 | 280.9 | 296.2 | 291.5 | 1.4 | 0
17:00 | 2.9 | -97.1 | 0 | 15.4 | 280.1 | 296 | 290.9 | 1.3 | 0
18:00 | -6.1 | -85.2 | 0 | 0 | 279.4 | 296.1 | 290.5 | 0.8 | 0
19:00 | -15 | -72.9 | 0 | 0 | 278.7 | 295.7 | 290.3 | 1.2 | 0
20:00 | -23.4 | -59.7 | 0 | 0 | 278.2 | 295.8 | 290.2 | 1 | 0
21:00 | -30.6 | -45 | 0 | 0 | 277.8 | 295.9 | 290 | 1.2 | 0
22:00 | -36 | -28.2 | 0 | 0 | 277.3 | 296.1 | 290.1 | 0.6 | 0
23:00 | -39 | -9.6 | 0 | 0 | 277.1 | 295.8 | 289.8 | 1.3 | 0
April
| solar | solar | direct | diffuse | outdoor | indoor | window | heating | blinds
| altitude | azimuth | radiation | radiation | temp. | temp. | temp. | load | closed
| (degrees) | (degrees) | (W-h/m2) | (W-h/m2) | (K) | (K) | (K) | (W-h/m2) | (% time)
midnight | -27.1 | 8.3 | 0 | 0 | 278.5 | 294.1 | 289 | 105.7 | 0
1:00 | -24.5 | 24.4 | 0 | 0 | 278.2 | 294.1 | 288.9 | 103.9 | 0
2:00 | -19.7 | 39.5 | 0 | 0 | 278 | 294.1 | 288.9 | 105.6 | 0
3:00 | -13.1 | 53.3 | 0 | 0 | 277.7 | 294.1 | 288.8 | 107.6 | 0
4:00 | -5.2 | 66 | 0 | 0 | 277.4 | 294.1 | 288.7 | 106.6 | 0
5:00 | 3.4 | 78 | 3 | 8 | 277.6 | 294.1 | 288.8 | 105.3 | 0
6:00 | 12.4 | 89.8 | 0.4 | 33.9 | 278.1 | 294.1 | 289.2 | 107.9 | 0
7:00 | 21.5 | 102 | 0 | 60.7 | 278.8 | 294.1 | 289.8 | 103.9 | 0
8:00 | 30.1 | 115.3 | 0 | 79.7 | 279.5 | 295.7 | 291.6 | 1.9 | 0
9:00 | 37.7 | 130.6 | 0 | 102.3 | 280.6 | 296.2 | 291.9 | 2.1 | 0
10:00 | 43.7 | 148.5 | 0 | 121.4 | 281.5 | 296.1 | 292.4 | 2.3 | 0
11:00 | 47 | 169.1 | 0 | 133.9 | 282.5 | 296.1 | 293.3 | 2 | 0
noon | 47 | -169.1 | 0 | 135.6 | 283.5 | 296 | 293.4 | 1.6 | 0
13:00 | 43.7 | -148.5 | 0 | 127.4 | 284.2 | 296.5 | 293.3 | 1.2 | 0
14:00 | 37.7 | -130.6 | 0 | 116.3 | 284.7 | 296.2 | 293.6 | 1.1 | 0
15:00 | 30.1 | -115.3 | 0 | 86.8 | 285 | 296.2 | 293.4 | 0.9 | 0
16:00 | 21.5 | -102 | 0 | 66.8 | 284.7 | 296.1 | 293 | 0.8 | 0
17:00 | 12.4 | -89.8 | 0.5 | 41.3 | 283.9 | 295.9 | 292.5 | 1.1 | 0
18:00 | 3.4 | -78 | 12.3 | 16.4 | 283 | 296.3 | 291.9 | 0.9 | 0
19:00 | -5.2 | -66 | 0 | 0 | 282 | 295.8 | 291.3 | 0.9 | 0
20:00 | -13.1 | -53.3 | 0 | 0 | 281 | 295.8 | 291.2 | 0.7 | 0
21:00 | -19.7 | -39.5 | 0 | 0 | 280 | 295.6 | 290.8 | 0.9 | 0
22:00 | -24.5 | -24.4 | 0 | 0 | 279.3 | 296 | 290.4 | 0.8 | 0
23:00 | -27.1 | -8.3 | 0 | 0 | 278.6 | 296 | 290.2 | 0.9 | 0
May
| solar | solar | direct | diffuse | outdoor | indoor | window | heating | blinds
| altitude | azimuth | radiation | radiation | temp. | temp. | temp. | load | closed
| (degrees) | (degrees) | (W-h/m2) | (W-h/m2) | (K) | (K) | (K) | (W-h/m2) | (% time)
midnight | -17.9 | 7.4 | 0 | 0 | 281 | 294.1 | 289.8 | 75.7 | 0
1:00 | -15.5 | 22 | 0 | 0 | 280.8 | 294.1 | 289.7 | 76.6 | 0
2:00 | -11.1 | 35.8 | 0 | 0 | 280.5 | 294.1 | 289.7 | 77 | 0
3:00 | -5 | 48.7 | 0 | 0 | 280.2 | 294.1 | 289.5 | 75.7 | 0
4:00 | 2.4 | 60.8 | 12.8 | 10.9 | 280.2 | 294.1 | 289.8 | 77.3 | 0
5:00 | 10.7 | 72.3 | 41.5 | 40.6 | 280.5 | 294.1 | 290.5 | 75.6 | 0
6:00 | 19.6 | 83.7 | 18 | 62.9 | 280.9 | 294.1 | 290.6 | 75.7 | 0
7:00 | 28.7 | 95.6 | 0 | 84.8 | 281.8 | 294.1 | 291 | 66.8 | 0
8:00 | 37.6 | 108.8 | 0 | 101.3 | 282.7 | 296.4 | 292.4 | 0.8 | 0
9:00 | 45.8 | 124.4 | 0 | 131.7 | 283.7 | 296 | 293.4 | 1.3 | 0
10:00 | 52.4 | 143.6 | 0 | 145.9 | 284.8 | 295.8 | 293.9 | 1 | 0
11:00 | 56.2 | 167.2 | 0 | 152.2 | 285.8 | 296.1 | 294.4 | 0.5 | 0
noon | 56.2 | -167.2 | 0 | 145.7 | 286.8 | 296.1 | 294.5 | 0.6 | 0
13:00 | 52.4 | -143.6 | 0 | 137.1 | 287.6 | 296.3 | 295 | 0.4 | 0
14:00 | 45.8 | -124.4 | 0 | 134.2 | 288 | 296.2 | 295.1 | 0.5 | 0
15:00 | 37.6 | -108.8 | 0 | 116.3 | 288 | 296.3 | 294.9 | 0.3 | 0
16:00 | 28.7 | -95.6 | 0 | 97.6 | 287.9 | 296 | 294.3 | 0.3 | 0
17:00 | 19.6 | -83.7 | 19 | 74.3 | 287.3 | 295.9 | 294.2 | 0.3 | 0
18:00 | 10.7 | -72.3 | 47.9 | 48.7 | 286.3 | 295.9 | 293.7 | 0.2 | 0
19:00 | 2.4 | -60.8 | 25.2 | 18.1 | 285.1 | 295.8 | 293.1 | 0.3 | 0
20:00 | -5 | -48.7 | 0 | 0 | 284 | 295.9 | 292.1 | 0.2 | 0
21:00 | -11.1 | -35.8 | 0 | 0 | 283.1 | 295.8 | 291.7 | 0.4 | 0
22:00 | -15.5 | -22 | 0 | 0 | 282.3 | 295.6 | 291.4 | 0.4 | 0
23:00 | -17.9 | -7.4 | 0 | 0 | 281.5 | 296.2 | 291.2 | 0.4 | 0
June
| solar | solar | direct | diffuse | outdoor | indoor | window | heating | blinds
| altitude | azimuth | radiation | radiation | temp. | temp. | temp. | load | closed
| (degrees) | (degrees) | (W-h/m2) | (W-h/m2) | (K) | (K) | (K) | (W-h/m2) | (% time)
midnight | -13.8 | 7 | 0 | 0 | 284.5 | 294.1 | 290.9 | 43 | 0
1:00 | -11.6 | 21 | 0 | 0 | 284.2 | 294.1 | 290.9 | 42 | 0
2:00 | -7.3 | 34.3 | 0 | 0 | 283.9 | 294.1 | 290.7 | 38.7 | 0
3:00 | -1.4 | 46.7 | 0 | 0 | 283.6 | 294.1 | 290.6 | 37.7 | 0
4:00 | 5.8 | 58.4 | 47 | 27.4 | 283.7 | 294.2 | 291.6 | 38.4 | 0
5:00 | 14 | 69.7 | 54.6 | 52.4 | 284.2 | 294.3 | 292.1 | 37.6 | 0
6:00 | 22.8 | 80.8 | 26.7 | 76.8 | 284.6 | 294.4 | 292.1 | 38.6 | 0
7:00 | 31.9 | 92.5 | 0 | 90.6 | 285.2 | 294.3 | 292.3 | 37.5 | 0
8:00 | 40.9 | 105.5 | 0 | 104.6 | 286.2 | 296 | 294 | 0.3 | 0
9:00 | 49.2 | 121 | 0 | 130.5 | 287.2 | 296.5 | 294.9 | 0.2 | 0
10:00 | 56.1 | 140.8 | 0 | 140.9 | 288.1 | 296.6 | 295 | 0.2 | 0
11:00 | 60.2 | 166 | 0 | 149.1 | 289.1 | 297.2 | 295.9 | 0.2 | 0
noon | 60.2 | -166 | 0 | 150.4 | 290 | 297.2 | 296.6 | 0.1 | 0
13:00 | 56.1 | -140.8 | 0 | 149.6 | 290.6 | 297.7 | 296.9 | 0 | 0
14:00 | 49.2 | -121 | 0 | 133.5 | 291 | 297.6 | 296.7 | 0 | 0
15:00 | 40.9 | -105.5 | 0 | 111.8 | 291.1 | 297.7 | 296.6 | 0 | 0
16:00 | 31.9 | -92.5 | 0 | 113.1 | 290.9 | 297.1 | 296.2 | 0.1 | 0
17:00 | 22.8 | -80.8 | 25.1 | 93.4 | 290.2 | 297.1 | 295.8 | 0.2 | 0
18:00 | 14 | -69.7 | 50.8 | 67.2 | 289.3 | 296.6 | 295.5 | 0.2 | 0
19:00 | 5.8 | -58.4 | 47.8 | 41 | 288.3 | 296.6 | 294.8 | 0.2 | 0
20:00 | -1.4 | -46.7 | 0 | 0 | 287.4 | 296.4 | 293.4 | 0.1 | 0
21:00 | -7.3 | -34.3 | 0 | 0 | 286.4 | 296.2 | 292.8 | 0.2 | 0
22:00 | -11.6 | -21 | 0 | 0 | 285.7 | 296 | 292.6 | 0.3 | 0
23:00 | -13.8 | -7 | 0 | 0 | 284.8 | 295.9 | 292.2 | 0.3 | 0
July
| solar | solar | direct | diffuse | outdoor | indoor | window | heating | blinds
| altitude | azimuth | radiation | radiation | temp. | temp. | temp. | load | closed
| (degrees) | (degrees) | (W-h/m2) | (W-h/m2) | (K) | (K) | (K) | (W-h/m2) | (% time)
midnight | -15.9 | 7.2 | 0 | 0 | 286.4 | 294.8 | 292.1 | 15.8 | 0
1:00 | -13.7 | 21.5 | 0 | 0 | 286.1 | 294.3 | 291.6 | 19.5 | 0
2:00 | -9.3 | 35.1 | 0 | 0 | 285.6 | 294.1 | 291.3 | 19.9 | 0
3:00 | -3.3 | 47.8 | 0 | 0 | 285.3 | 294.1 | 291.2 | 18.4 | 0
4:00 | 4 | 59.7 | 7.4 | 13.9 | 285.5 | 294.2 | 291.6 | 19.2 | 0
5:00 | 12.3 | 71 | 22.1 | 43.4 | 285.8 | 294.8 | 292.4 | 16.4 | 0
6:00 | 21.1 | 82.3 | 12.9 | 72.5 | 286.4 | 295.4 | 293.2 | 16.5 | 0
7:00 | 30.2 | 94.1 | 0 | 90.2 | 286.8 | 295.8 | 293.7 | 14.3 | 0
8:00 | 39.2 | 107.3 | 0 | 107.5 | 287.6 | 297.1 | 294.9 | 0.1 | 0
9:00 | 47.4 | 122.8 | 0 | 130 | 288.7 | 297.2 | 295.5 | 0 | 0
10:00 | 54.2 | 142.4 | 0 | 152.9 | 289.7 | 297.4 | 296.5 | 0 | 0
11:00 | 58.1 | 166.6 | 0 | 166.1 | 290.7 | 297.7 | 297 | 0 | 0
noon | 58.1 | -166.6 | 0 | 174.3 | 291.7 | 297.8 | 297.5 | 0 | 0
13:00 | 54.2 | -142.4 | 0 | 161.4 | 292.5 | 298.1 | 297.9 | 0 | 0
14:00 | 47.4 | -122.8 | 0 | 145.3 | 292.9 | 297.5 | 297.6 | 0 | 0
15:00 | 39.2 | -107.3 | 0 | 120.5 | 293 | 297.6 | 297.3 | 0 | 0
16:00 | 30.2 | -94.1 | 0 | 114.7 | 292.8 | 297.4 | 297.2 | 0 | 0
17:00 | 21.1 | -82.3 | 18.9 | 91.1 | 292.4 | 297.5 | 296.9 | 0 | 0
18:00 | 12.3 | -71 | 59.5 | 68.5 | 291.5 | 297.4 | 296.8 | 0 | 0
19:00 | 4 | -59.7 | 57.7 | 35.1 | 290.4 | 297.4 | 296.3 | 0 | 0
20:00 | -3.3 | -47.8 | 0 | 0 | 289.3 | 297.2 | 294.5 | 0 | 0
21:00 | -9.3 | -35.1 | 0 | 0 | 288.4 | 296.9 | 294.3 | 0 | 0
22:00 | -13.7 | -21.5 | 0 | 0 | 287.5 | 297 | 293.8 | 0 | 0
23:00 | -15.9 | -7.2 | 0 | 0 | 286.8 | 297.1 | 293.6 | 0 | 0
August
| solar | solar | direct | diffuse | outdoor | indoor | window | heating | blinds
| altitude | azimuth | radiation | radiation | temp. | temp. | temp. | load | closed
| (degrees) | (degrees) | (W-h/m2) | (W-h/m2) | (K) | (K) | (K) | (W-h/m2) | (% time)
midnight | -23.7 | 7.9 | 0 | 0 | 286.4 | 294.5 | 291.9 | 13.9 | 0
1:00 | -21.3 | 23.5 | 0 | 0 | 286 | 294.3 | 291.6 | 15.4 | 0
2:00 | -16.6 | 38.1 | 0 | 0 | 285.9 | 294.2 | 291.4 | 17.1 | 0
3:00 | -10.1 | 51.6 | 0 | 0 | 285.4 | 294.1 | 291.2 | 18.3 | 0
4:00 | -2.4 | 64.1 | 0 | 0 | 285.1 | 294.1 | 291.1 | 20.6 | 0
5:00 | 6 | 75.9 | 12.7 | 19 | 285.3 | 294.4 | 291.6 | 19.2 | 0
6:00 | 15.1 | 87.6 | 5.8 | 45.6 | 285.9 | 294.8 | 292.3 | 17.7 | 0
7:00 | 24.2 | 99.7 | 0 | 76 | 286.5 | 295.4 | 293.2 | 17.7 | 0
8:00 | 32.9 | 113.1 | 0 | 96.4 | 287.3 | 296.7 | 294.8 | 0 | 0
9:00 | 40.7 | 128.5 | 0 | 119 | 288.2 | 297.3 | 295.3 | 0 | 0
10:00 | 46.9 | 146.9 | 0 | 144.3 | 289.3 | 296.9 | 296 | 0 | 0
11:00 | 50.3 | 168.5 | 0 | 156.9 | 290.4 | 297.2 | 296.6 | 0 | 0
noon | 50.3 | -168.5 | 0 | 169.1 | 291.3 | 297.6 | 297.3 | 0 | 0
13:00 | 46.9 | -146.9 | 0 | 150.2 | 292 | 297.8 | 297.3 | 0 | 0
14:00 | 40.7 | -128.5 | 0 | 130.8 | 292.5 | 297.6 | 297.4 | 0 | 0
15:00 | 32.9 | -113.1 | 0 | 103.7 | 292.6 | 297.7 | 297.1 | 0 | 0
16:00 | 24.2 | -99.7 | 0 | 76.7 | 292.2 | 297.5 | 296.6 | 0 | 0
17:00 | 15.1 | -87.6 | 6.3 | 56.4 | 291.7 | 297.4 | 296 | 0 | 0
18:00 | 6 | -75.9 | 24.9 | 35.1 | 290.9 | 297.2 | 295.8 | 0 | 0
19:00 | -2.4 | -64.1 | 0 | 6 | 289.9 | 297.1 | 294.7 | 0 | 0
20:00 | -10.1 | -51.6 | 0 | 0 | 289 | 296.9 | 294.3 | 0 | 0
21:00 | -16.6 | -38.1 | 0 | 0 | 288.1 | 297.3 | 293.9 | 0 | 0
22:00 | -21.3 | -23.5 | 0 | 0 | 287.3 | 296.8 | 293.7 | 0 | 0
23:00 | -23.7 | -7.9 | 0 | 0 | 286.6 | 296.8 | 293.3 | 0 | 0
September
| solar | solar | direct | diffuse | outdoor | indoor | window | heating | blinds
| altitude | azimuth | radiation | radiation | temp. | temp. | temp. | load | closed
| (degrees) | (degrees) | (W-h/m2) | (W-h/m2) | (K) | (K) | (K) | (W-h/m2) | (% time)
midnight | -35.1 | 9.1 | 0 | 0 | 284.9 | 294.7 | 291.5 | 42.6 | 0
1:00 | -32.3 | 26.9 | 0 | 0 | 284.8 | 294.4 | 291.2 | 42.9 | 0
2:00 | -27.1 | 43.1 | 0 | 0 | 284.5 | 294.2 | 291 | 42.5 | 0
3:00 | -20 | 57.5 | 0 | 0 | 284.3 | 294.2 | 290.9 | 41.9 | 0
4:00 | -11.8 | 70.6 | 0 | 0 | 284.1 | 294.1 | 290.8 | 42.7 | 0
5:00 | -3 | 82.8 | 0 | 0.3 | 284 | 294.1 | 290.8 | 44.8 | 0
6:00 | 6 | 94.7 | 0 | 19.9 | 284.3 | 294.2 | 291.1 | 42.3 | 0
7:00 | 15 | 107 | 0 | 44.4 | 284.7 | 294.6 | 291.7 | 37.2 | 0
8:00 | 23.3 | 120.2 | 0 | 67.9 | 285.4 | 296.9 | 293.7 | 0.4 | 0
9:00 | 30.6 | 135 | 0 | 89.9 | 286.1 | 297 | 294.2 | 0.6 | 0
10:00 | 36 | 151.7 | 0 | 104.9 | 286.8 | 296.9 | 294.6 | 0.3 | 0
11:00 | 39 | 170.3 | 0 | 105.9 | 287.6 | 296.8 | 295.1 | 0.3 | 0
noon | 39 | -170.3 | 0 | 104.9 | 288.3 | 297.2 | 295.2 | 0.1 | 0
13:00 | 36 | -151.7 | 0 | 101.4 | 288.9 | 296.8 | 295.6 | 0.2 | 0
14:00 | 30.6 | -135 | 0 | 92.6 | 289.4 | 297 | 295.5 | 0.2 | 0
15:00 | 23.3 | -120.2 | 0 | 73.2 | 289.5 | 297.1 | 295.5 | 0.1 | 0
16:00 | 15 | -107 | 0 | 44.6 | 289.3 | 297 | 294.8 | 0.1 | 0
17:00 | 6 | -94.7 | 0 | 23.9 | 288.6 | 296.8 | 294.4 | 0.1 | 0
18:00 | -3 | -82.8 | 0 | 2.4 | 287.8 | 296.8 | 293.8 | 0.1 | 0
19:00 | -11.8 | -70.6 | 0 | 0 | 287.1 | 296.5 | 293.5 | 0.3 | 0
20:00 | -20 | -57.5 | 0 | 0 | 286.5 | 296.8 | 293.4 | 0.2 | 0
21:00 | -27.1 | -43.1 | 0 | 0 | 285.9 | 296.8 | 293.2 | 0.4 | 0
22:00 | -32.3 | -26.9 | 0 | 0 | 285.3 | 296.6 | 292.9 | 0.4 | 0
23:00 | -35.1 | -9.1 | 0 | 0 | 285 | 296.7 | 293 | 0.4 | 0
October
| solar | solar | direct | diffuse | outdoor | indoor | window | heating | blinds
| altitude | azimuth | radiation | radiation | temp. | temp. | temp. | load | closed
| (degrees) | (degrees) | (W-h/m2) | (W-h/m2) | (K) | (K) | (K) | (W-h/m2) | (% time)
midnight | -47 | 10.8 | 0 | 0 | 282.1 | 294.2 | 290.2 | 58.3 | 0
1:00 | -43.7 | 31.4 | 0 | 0 | 282.1 | 294.1 | 290.2 | 57.4 | 0
2:00 | -37.8 | 49.3 | 0 | 0 | 282 | 294.1 | 290.1 | 58.9 | 0
3:00 | -30.1 | 64.6 | 0 | 0 | 281.8 | 294.1 | 290.1 | 59.8 | 0
4:00 | -21.5 | 78 | 0 | 0 | 281.8 | 294.1 | 290.1 | 61.2 | 0
5:00 | -12.4 | 90.2 | 0 | 0 | 281.7 | 294.1 | 290 | 66 | 0
6:00 | -3.4 | 102 | 0 | 0.8 | 281.8 | 294.1 | 290.1 | 66.7 | 0
7:00 | 5.2 | 114 | 0 | 16.8 | 282.2 | 294.1 | 290.4 | 65 | 0
8:00 | 13 | 126.6 | 0 | 37.6 | 282.6 | 296 | 292.1 | 0.5 | 0
9:00 | 19.7 | 140.4 | 0 | 61.3 | 283.3 | 296.1 | 292.5 | 0.8 | 0
10:00 | 24.5 | 155.5 | 0 | 70.4 | 283.9 | 295.9 | 292.8 | 0.9 | 0
11:00 | 27.1 | 171.7 | 0 | 81.3 | 284.6 | 296 | 293.1 | 0.8 | 0
noon | 27.1 | -171.7 | 0 | 79 | 285.1 | 296.1 | 293.1 | 0.8 | 0
13:00 | 24.5 | -155.5 | 0 | 65.6 | 285.4 | 296.1 | 293.2 | 0.7 | 0
14:00 | 19.7 | -140.4 | 0 | 49.7 | 285.5 | 296.3 | 293.1 | 0.6 | 0
15:00 | 13 | -126.6 | 0 | 33.4 | 285.3 | 296.1 | 292.8 | 0.5 | 0
16:00 | 5.2 | -114 | 0 | 14.6 | 284.7 | 295.9 | 292.4 | 0.4 | 0
17:00 | -3.4 | -102 | 0 | 0.4 | 284.1 | 295.8 | 292.2 | 0.3 | 0
18:00 | -12.4 | -90.2 | 0 | 0 | 283.5 | 296.2 | 292 | 0.3 | 0
19:00 | -21.5 | -78 | 0 | 0 | 283.1 | 296.2 | 291.5 | 0.4 | 0
20:00 | -30.1 | -64.6 | 0 | 0 | 282.8 | 295.9 | 291.5 | 0.4 | 0
21:00 | -37.8 | -49.3 | 0 | 0 | 282.5 | 295.8 | 291.5 | 0.5 | 0
22:00 | -43.7 | -31.4 | 0 | 0 | 282.4 | 296.2 | 291.5 | 0.2 | 0
23:00 | -47 | -10.8 | 0 | 0 | 282.2 | 296.1 | 291.6 | 0.4 | 0
November
| solar | solar | direct | diffuse | outdoor | indoor | window | heating | blinds
| altitude | azimuth | radiation | radiation | temp. | temp. | temp. | load | closed
| (degrees) | (degrees) | (W-h/m2) | (W-h/m2) | (K) | (K) | (K) | (W-h/m2) | (% time)
midnight | -56.2 | 12.8 | 0 | 0 | 278.9 | 294.1 | 289.1 | 104 | 0
1:00 | -52.4 | 36.3 | 0 | 0 | 278.8 | 294.1 | 289.1 | 104.7 | 0
2:00 | -45.8 | 55.6 | 0 | 0 | 278.6 | 294.1 | 289.1 | 110.9 | 0
3:00 | -37.7 | 71.1 | 0 | 0 | 278.5 | 294.1 | 289 | 107.3 | 0
4:00 | -28.8 | 84.3 | 0 | 0 | 278.4 | 294.1 | 289 | 103.2 | 0
5:00 | -19.7 | 96.2 | 0 | 0 | 278.4 | 294.1 | 289 | 106.7 | 0
6:00 | -10.7 | 107.7 | 0 | 0 | 278.3 | 294.1 | 289 | 107 | 0
7:00 | -2.4 | 119.2 | 0 | 1 | 278.2 | 294.1 | 288.9 | 107.6 | 0
8:00 | 5 | 131.2 | 0 | 16 | 278.4 | 295.7 | 290.6 | 0.3 | 0
9:00 | 11.1 | 144.1 | 0 | 30.1 | 278.8 | 296 | 290.5 | 1.4 | 0
10:00 | 15.5 | 157.9 | 0 | 45.9 | 279.2 | 295.9 | 291 | 1.7 | 0
11:00 | 17.8 | 172.5 | 0 | 57.8 | 279.7 | 295.8 | 291.1 | 2.1 | 0
noon | 17.8 | -172.5 | 0 | 55.3 | 280.1 | 295.8 | 291.3 | 1.1 | 0
13:00 | 15.5 | -157.9 | 0 | 47.3 | 280.3 | 296 | 291.3 | 1.5 | 0
14:00 | 11.1 | -144.1 | 0 | 30.2 | 280.4 | 295.9 | 291.1 | 1.3 | 0
15:00 | 5 | -131.2 | 0 | 12.9 | 280.2 | 295.9 | 290.8 | 0.9 | 0
16:00 | -2.4 | -119.2 | 0 | 0 | 280 | 296.3 | 290.8 | 0.8 | 0
17:00 | -10.7 | -107.7 | 0 | 0 | 279.7 | 296.3 | 290.8 | 0.5 | 0
18:00 | -19.7 | -96.2 | 0 | 0 | 279.6 | 295.8 | 290.6 | 1.1 | 0
19:00 | -28.8 | -84.3 | 0 | 0 | 279.4 | 295.9 | 290.4 | 0.4 | 0
20:00 | -37.7 | -71.1 | 0 | 0 | 279.4 | 295.9 | 290.6 | 0.7 | 0
21:00 | -45.8 | -55.6 | 0 | 0 | 279.2 | 295.7 | 290.4 | 1 | 0
22:00 | -52.4 | -36.3 | 0 | 0 | 279 | 295.9 | 290.2 | 0.5 | 0
23:00 | -56.2 | -12.8 | 0 | 0 | 278.8 | 296.1 | 290.4 | 0.6 | 0
December
| solar | solar | direct | diffuse | outdoor | indoor | window | heating | blinds
| altitude | azimuth | radiation | radiation | temp. | temp. | temp. | load | closed
| (degrees) | (degrees) | (W-h/m2) | (W-h/m2) | (K) | (K) | (K) | (W-h/m2) | (% time)
midnight | -60.2 | 13.9 | 0 | 0 | 276.9 | 294.1 | 288.5 | 109 | 0
1:00 | -56.1 | 39.1 | 0 | 0 | 276.8 | 294.1 | 288.5 | 112.9 | 0
2:00 | -49.2 | 58.9 | 0 | 0 | 276.8 | 294.1 | 288.5 | 113.2 | 0
3:00 | -40.9 | 74.4 | 0 | 0 | 276.8 | 294.1 | 288.5 | 113.2 | 0
4:00 | -31.9 | 87.4 | 0 | 0 | 276.9 | 294.1 | 288.5 | 110.6 | 0
5:00 | -22.8 | 99.1 | 0 | 0 | 277 | 294.1 | 288.5 | 113.6 | 0
6:00 | -14 | 110.2 | 0 | 0 | 276.9 | 294.1 | 288.5 | 110.7 | 0
7:00 | -5.8 | 121.5 | 0 | 0 | 276.9 | 294.1 | 288.5 | 108 | 0
8:00 | 1.4 | 133.2 | 0 | 1.8 | 277.1 | 296.1 | 289.7 | 0 | 0
9:00 | 7.3 | 145.7 | 0 | 14.9 | 277.3 | 295.5 | 290 | 1.8 | 0
10:00 | 11.6 | 158.9 | 0 | 28.6 | 277.7 | 296.4 | 290.4 | 0.8 | 0
11:00 | 13.8 | 172.9 | 0 | 36.8 | 277.9 | 295.9 | 290.5 | 2.1 | 0
noon | 13.8 | -172.9 | 0 | 37.9 | 278.2 | 295.8 | 290.3 | 1.9 | 0
13:00 | 11.6 | -158.9 | 0 | 29 | 278.4 | 295.6 | 290.5 | 1.6 | 0
14:00 | 7.3 | -145.7 | 0 | 18.1 | 278.3 | 296.2 | 290.4 | 0.8 | 0
15:00 | 1.4 | -133.2 | 0 | 4.7 | 278.2 | 295.9 | 290 | 1.1 | 0
16:00 | -5.8 | -121.5 | 0 | 0 | 277.8 | 296.1 | 290.2 | 0.8 | 0
17:00 | -14 | -110.2 | 0 | 0 | 277.7 | 295.7 | 290 | 1.2 | 0
18:00 | -22.8 | -99.1 | 0 | 0 | 277.5 | 295.9 | 290.1 | 0.9 | 0
19:00 | -31.9 | -87.4 | 0 | 0 | 277.5 | 295.9 | 289.8 | 0.9 | 0
20:00 | -40.9 | -74.4 | 0 | 0 | 277.3 | 295.7 | 290 | 1 | 0
21:00 | -49.2 | -58.9 | 0 | 0 | 277.1 | 296 | 290.1 | 0.5 | 0
22:00 | -56.1 | -39.1 | 0 | 0 | 277.1 | 295.9 | 289.7 | 1.2 | 0
23:00 | -60.2 | -13.9 | 0 | 0 | 277 | 296 | 289.6 | 0.6 | 0

## Sheet70
Scenario Three (red)
Tue Dec 03 2019 23:32:58 GMT+0000 (Greenwich Mean Time)
Setup Information:
Building
Location | UK - London
Building length, side A | N/A
Building length, side B | N/A
Simulation Type
Simulation Type | one_sided
Window Description
Typology | dgu_nb
Glazing Type | clear
Window Area | 70%
Wall Description
Insulation R-Value | 99999999.9 m2-K/W
Occupancy
Type | Low-rise Residential
Occupancy Load | 0.000 people per m2
Lighting Requirements | 400 lux
Equipment Load | 0.00 W/m2
Room Ventilation
Air Change Rate per Occupant | 15.0 liters / sec per person
Total Air Change Rate | 0.0 roomfuls per hour
Lighting Control
Lighting Control | lights do not respond to daylight: all lights fully on while building is occupied
Representative Room
Orientation | north
Room Depth | 27 m
Room Width | 5 m
Room Height | 2.2 m
Thermal Mass
Thermal Mass | none
Overhang
Overhang Depth | 0 m
Roof
Roof Type | adiabatic roof
Simulation Results:
Primary Energy Use and CO2 Emissions
| heating | cooling | lighting | total | CO2
| energy | energy | energy | energy | emissions
| (kWh/m2) | (kWh/m2) | (kWh/m2) | (kWh/m2) | (kg/m2)
January | 33.5 | 0 | 7.3 | 40.8 | 8.2
February | 28.1 | 0 | 6.6 | 34.7 | 6.9
March | 32.1 | 0 | 7.3 | 39.4 | 7.9
April | 26 | 0 | 7.1 | 33.1 | 6.6
May | 18.9 | 0 | 7.3 | 26.2 | 5.2
June | 9.5 | 0 | 7.1 | 16.6 | 3.3
July | 4.3 | 0 | 7.3 | 11.6 | 2.3
August | 4.3 | 0 | 7.3 | 11.6 | 2.3
September | 10.2 | 0 | 7.1 | 17.3 | 3.5
October | 15.6 | 0 | 7.3 | 22.9 | 4.6
November | 26 | 0 | 7.1 | 33.1 | 6.6
December | 28.1 | 0 | 7.3 | 35.4 | 7.1
Total | 236.6 | 0 | 86.1 | 322.7 | 64.5 | yearly energy
January
| solar | solar | direct | diffuse | outdoor | indoor | window | heating | blinds
| altitude | azimuth | radiation | radiation | temp. | temp. | temp. | load | closed
| (degrees) | (degrees) | (W-h/m2) | (W-h/m2) | (K) | (K) | (K) | (W-h/m2) | (% time)
midnight | -58.1 | 13.3 | 0 | 0 | 275.9 | 294.1 | 288.2 | 136.5 | 0
1:00 | -54.2 | 37.6 | 0 | 0 | 275.8 | 294.1 | 288.2 | 135.9 | 0
2:00 | -47.5 | 57.1 | 0 | 0 | 275.8 | 294.1 | 288.2 | 134.3 | 0
3:00 | -39.2 | 72.7 | 0 | 0 | 275.7 | 294.1 | 288.1 | 130.2 | 0
4:00 | -30.2 | 85.8 | 0 | 0 | 275.6 | 294.1 | 288.1 | 132.9 | 0
5:00 | -21.1 | 97.6 | 0 | 0 | 275.6 | 294.1 | 288.1 | 132.7 | 0
6:00 | -12.3 | 108.9 | 0 | 0 | 275.5 | 294.1 | 288.1 | 130.4 | 0
7:00 | -4 | 120.3 | 0 | 0 | 275.5 | 294.1 | 288.1 | 129.2 | 0
8:00 | 3.3 | 132.2 | 0 | 5.1 | 275.7 | 296.1 | 289.2 | 0 | 0
9:00 | 9.3 | 144.9 | 0 | 20.2 | 276.1 | 295.8 | 289.6 | 1.7 | 0
10:00 | 13.6 | 158.4 | 0 | 34.6 | 276.5 | 296 | 289.8 | 1.5 | 0
11:00 | 15.9 | 172.7 | 0 | 40.5 | 276.7 | 295.8 | 290.3 | 2 | 0
noon | 15.9 | -172.7 | 0 | 42.7 | 277.2 | 295.3 | 290.3 | 2.4 | 0
13:00 | 13.6 | -158.4 | 0 | 38.1 | 277.6 | 295.8 | 290.3 | 1.5 | 0
14:00 | 9.3 | -144.9 | 0 | 26.7 | 277.5 | 296 | 290.3 | 1.6 | 0
15:00 | 3.3 | -132.2 | 0 | 13.2 | 277.3 | 295.9 | 289.8 | 1.3 | 0
16:00 | -4 | -120.3 | 0 | 0.6 | 277 | 296 | 289.9 | 0.6 | 0
17:00 | -12.3 | -108.9 | 0 | 0 | 276.8 | 295.7 | 290 | 1.7 | 0
18:00 | -21.1 | -97.6 | 0 | 0 | 276.5 | 295.8 | 289.5 | 0.6 | 0
19:00 | -30.2 | -85.8 | 0 | 0 | 276.3 | 295.5 | 289.7 | 1.4 | 0
20:00 | -39.2 | -72.7 | 0 | 0 | 276.1 | 296.1 | 289.4 | 0.3 | 0
21:00 | -47.5 | -57.1 | 0 | 0 | 276.1 | 295.8 | 289.5 | 1.1 | 0
22:00 | -54.2 | -37.6 | 0 | 0 | 276 | 296.1 | 289.5 | 0.6 | 0
23:00 | -58.1 | -13.3 | 0 | 0 | 275.9 | 295.8 | 289.3 | 1.1 | 0
February
| solar | solar | direct | diffuse | outdoor | indoor | window | heating | blinds
| altitude | azimuth | radiation | radiation | temp. | temp. | temp. | load | closed
| (degrees) | (degrees) | (W-h/m2) | (W-h/m2) | (K) | (K) | (K) | (W-h/m2) | (% time)
midnight | -50.4 | 11.4 | 0 | 0 | 275.4 | 294.1 | 288 | 116.7 | 0
1:00 | -46.9 | 33 | 0 | 0 | 275.3 | 294.1 | 288 | 111.4 | 0
2:00 | -40.8 | 51.4 | 0 | 0 | 275.2 | 294.1 | 288 | 115.6 | 0
3:00 | -32.9 | 66.9 | 0 | 0 | 275.2 | 294.1 | 288 | 122.1 | 0
4:00 | -24.2 | 80.2 | 0 | 0 | 275.2 | 294.1 | 288 | 124.1 | 0
5:00 | -15.1 | 92.3 | 0 | 0 | 275.1 | 294.1 | 287.9 | 128.7 | 0
6:00 | -6.1 | 104 | 0 | 0 | 275.1 | 294.1 | 287.9 | 128.5 | 0
7:00 | 2.4 | 115.9 | 0 | 2.3 | 275.1 | 294.1 | 288 | 132.2 | 0
8:00 | 10.1 | 128.3 | 0 | 20.6 | 275.5 | 296.3 | 289.7 | 0.3 | 0
9:00 | 16.5 | 141.8 | 0 | 40.4 | 276.1 | 295.4 | 290 | 2.5 | 0
10:00 | 21.2 | 156.4 | 0 | 55.1 | 276.7 | 296.1 | 290.3 | 2.1 | 0
11:00 | 23.7 | 172 | 0 | 60.6 | 277.3 | 296 | 290.5 | 2.5 | 0
noon | 23.7 | -172 | 0 | 65.1 | 277.9 | 296 | 290.7 | 2.4 | 0
13:00 | 21.2 | -156.4 | 0 | 57 | 278.4 | 296.2 | 290.8 | 2 | 0
14:00 | 16.5 | -141.8 | 0 | 53.5 | 278.5 | 295.8 | 290.8 | 2.3 | 0
15:00 | 10.1 | -128.3 | 0 | 36 | 278.3 | 296.1 | 290.4 | 1.7 | 0
16:00 | 2.4 | -115.9 | 0 | 14.5 | 277.7 | 295.7 | 290 | 1.7 | 0
17:00 | -6.1 | -104 | 0 | 0.3 | 277.1 | 295.9 | 289.9 | 0.9 | 0
18:00 | -15.1 | -92.3 | 0 | 0 | 276.7 | 296 | 289.6 | 0.8 | 0
19:00 | -24.2 | -80.2 | 0 | 0 | 276.3 | 295.8 | 289.5 | 1 | 0
20:00 | -32.9 | -66.9 | 0 | 0 | 276 | 296.2 | 289.5 | 0.7 | 0
21:00 | -40.8 | -51.4 | 0 | 0 | 275.7 | 295.9 | 289.4 | 1.2 | 0
22:00 | -46.9 | -33 | 0 | 0 | 275.5 | 296.1 | 289.5 | 0.5 | 0
23:00 | -50.4 | -11.4 | 0 | 0 | 275.4 | 296.1 | 289.3 | 0.9 | 0
March
| solar | solar | direct | diffuse | outdoor | indoor | window | heating | blinds
| altitude | azimuth | radiation | radiation | temp. | temp. | temp. | load | closed
| (degrees) | (degrees) | (W-h/m2) | (W-h/m2) | (K) | (K) | (K) | (W-h/m2) | (% time)
midnight | -39 | 9.6 | 0 | 0 | 276.9 | 294.1 | 288.5 | 128.7 | 0
1:00 | -36 | 28.2 | 0 | 0 | 276.8 | 294.1 | 288.5 | 132.5 | 0
2:00 | -30.6 | 45 | 0 | 0 | 276.7 | 294.1 | 288.4 | 136.7 | 0
3:00 | -23.4 | 59.7 | 0 | 0 | 276.5 | 294.1 | 288.4 | 129.2 | 0
4:00 | -15 | 72.9 | 0 | 0 | 276.3 | 294.1 | 288.3 | 130.5 | 0
5:00 | -6.1 | 85.2 | 0 | 0 | 276.4 | 294.1 | 288.3 | 125.3 | 0
6:00 | 2.9 | 97.1 | 0 | 4.1 | 276.6 | 294.1 | 288.4 | 117.7 | 0
7:00 | 11.8 | 109.3 | 0 | 24.9 | 276.9 | 294.1 | 288.8 | 113.9 | 0
8:00 | 20 | 122.4 | 0 | 48.1 | 277.4 | 296 | 290.2 | 1.1 | 0
9:00 | 27 | 136.9 | 0 | 66.7 | 278 | 295.9 | 290.7 | 1.9 | 0
10:00 | 32.2 | 153.1 | 0 | 85.8 | 278.8 | 296.2 | 291.1 | 2 | 0
11:00 | 35.1 | 170.8 | 0 | 100 | 279.8 | 296 | 291.7 | 2.2 | 0
noon | 35.1 | -170.8 | 0 | 101.7 | 280.5 | 295.8 | 292.1 | 2 | 0
13:00 | 32.2 | -153.1 | 0 | 93 | 281.2 | 296 | 292.2 | 1.6 | 0
14:00 | 27 | -136.9 | 0 | 79.8 | 281.5 | 296 | 292.2 | 1.6 | 0
15:00 | 20 | -122.4 | 0 | 58.9 | 281.4 | 296.1 | 291.7 | 1.4 | 0
16:00 | 11.8 | -109.3 | 0 | 34.5 | 280.9 | 296.1 | 291.3 | 1.4 | 0
17:00 | 2.9 | -97.1 | 0 | 15.4 | 280.1 | 296 | 290.7 | 1.3 | 0
18:00 | -6.1 | -85.2 | 0 | 0 | 279.4 | 296 | 290.3 | 0.9 | 0
19:00 | -15 | -72.9 | 0 | 0 | 278.7 | 295.8 | 290.4 | 1 | 0
20:00 | -23.4 | -59.7 | 0 | 0 | 278.2 | 296 | 290.1 | 0.7 | 0
21:00 | -30.6 | -45 | 0 | 0 | 277.8 | 296.1 | 290.2 | 1.3 | 0
22:00 | -36 | -28.2 | 0 | 0 | 277.3 | 295.9 | 289.9 | 1 | 0
23:00 | -39 | -9.6 | 0 | 0 | 277.1 | 295.9 | 289.8 | 1 | 0
April
| solar | solar | direct | diffuse | outdoor | indoor | window | heating | blinds
| altitude | azimuth | radiation | radiation | temp. | temp. | temp. | load | closed
| (degrees) | (degrees) | (W-h/m2) | (W-h/m2) | (K) | (K) | (K) | (W-h/m2) | (% time)
midnight | -27.1 | 8.3 | 0 | 0 | 278.5 | 294.1 | 289 | 105.8 | 0
1:00 | -24.5 | 24.4 | 0 | 0 | 278.2 | 294.1 | 288.9 | 103.9 | 0
2:00 | -19.7 | 39.5 | 0 | 0 | 278 | 294.1 | 288.9 | 105.6 | 0
3:00 | -13.1 | 53.3 | 0 | 0 | 277.7 | 294.1 | 288.8 | 107.6 | 0
4:00 | -5.2 | 66 | 0 | 0 | 277.4 | 294.1 | 288.7 | 106.6 | 0
5:00 | 3.4 | 78 | 3 | 8 | 277.6 | 294.1 | 288.8 | 105.3 | 0
6:00 | 12.4 | 89.8 | 0.4 | 33.9 | 278.1 | 294.1 | 289.2 | 107.9 | 0
7:00 | 21.5 | 102 | 0 | 60.7 | 278.8 | 294.1 | 289.8 | 103.9 | 0
8:00 | 30.1 | 115.3 | 0 | 79.7 | 279.5 | 295.6 | 291.6 | 1.9 | 0
9:00 | 37.7 | 130.6 | 0 | 102.3 | 280.6 | 296.2 | 291.9 | 2.1 | 0
10:00 | 43.7 | 148.5 | 0 | 121.4 | 281.5 | 296.1 | 292.4 | 2.2 | 0
11:00 | 47 | 169.1 | 0 | 133.9 | 282.5 | 296.1 | 293.2 | 2 | 0
noon | 47 | -169.1 | 0 | 135.6 | 283.5 | 296.2 | 293.5 | 1.5 | 0
13:00 | 43.7 | -148.5 | 0 | 127.4 | 284.2 | 296.2 | 293.4 | 1.3 | 0
14:00 | 37.7 | -130.6 | 0 | 116.3 | 284.7 | 295.9 | 293.5 | 1 | 0
15:00 | 30.1 | -115.3 | 0 | 86.8 | 285 | 295.9 | 293.5 | 0.9 | 0
16:00 | 21.5 | -102 | 0 | 66.8 | 284.7 | 295.9 | 293.1 | 0.9 | 0
17:00 | 12.4 | -89.8 | 0.5 | 41.3 | 283.9 | 295.8 | 292.5 | 0.9 | 0
18:00 | 3.4 | -78 | 12.3 | 16.4 | 283 | 296.1 | 291.8 | 0.9 | 0
19:00 | -5.2 | -66 | 0 | 0 | 282 | 295.8 | 291.5 | 0.8 | 0
20:00 | -13.1 | -53.3 | 0 | 0 | 281 | 295.9 | 290.8 | 0.8 | 0
21:00 | -19.7 | -39.5 | 0 | 0 | 280 | 295.9 | 290.7 | 0.8 | 0
22:00 | -24.5 | -24.4 | 0 | 0 | 279.3 | 295.6 | 290.6 | 1.3 | 0
23:00 | -27.1 | -8.3 | 0 | 0 | 278.6 | 296 | 290.3 | 0.7 | 0
May
| solar | solar | direct | diffuse | outdoor | indoor | window | heating | blinds
| altitude | azimuth | radiation | radiation | temp. | temp. | temp. | load | closed
| (degrees) | (degrees) | (W-h/m2) | (W-h/m2) | (K) | (K) | (K) | (W-h/m2) | (% time)
midnight | -17.9 | 7.4 | 0 | 0 | 281 | 294.1 | 289.8 | 75.9 | 0
1:00 | -15.5 | 22 | 0 | 0 | 280.8 | 294.1 | 289.7 | 76.6 | 0
2:00 | -11.1 | 35.8 | 0 | 0 | 280.5 | 294.1 | 289.7 | 77.1 | 0
3:00 | -5 | 48.7 | 0 | 0 | 280.2 | 294.1 | 289.5 | 75.8 | 0
4:00 | 2.4 | 60.8 | 12.8 | 10.9 | 280.2 | 294.1 | 289.8 | 77.4 | 0
5:00 | 10.7 | 72.3 | 41.5 | 40.6 | 280.5 | 294.1 | 290.5 | 75.6 | 0
6:00 | 19.6 | 83.7 | 18 | 62.9 | 280.9 | 294.1 | 290.6 | 75.7 | 0
7:00 | 28.7 | 95.6 | 0 | 84.8 | 281.8 | 294.1 | 291 | 66.8 | 0
8:00 | 37.6 | 108.8 | 0 | 101.3 | 282.7 | 296.5 | 292.4 | 0.8 | 0
9:00 | 45.8 | 124.4 | 0 | 131.7 | 283.7 | 296.1 | 293.4 | 1.3 | 0
10:00 | 52.4 | 143.6 | 0 | 145.9 | 284.8 | 295.9 | 293.9 | 1 | 0
11:00 | 56.2 | 167.2 | 0 | 152.2 | 285.8 | 296.2 | 294.3 | 0.5 | 0
noon | 56.2 | -167.2 | 0 | 145.7 | 286.8 | 295.9 | 294.6 | 0.6 | 0
13:00 | 52.4 | -143.6 | 0 | 137.1 | 287.6 | 296.4 | 294.9 | 0.3 | 0
14:00 | 45.8 | -124.4 | 0 | 134.2 | 288 | 296.4 | 295.2 | 0.5 | 0
15:00 | 37.6 | -108.8 | 0 | 116.3 | 288 | 296.3 | 294.9 | 0.3 | 0
16:00 | 28.7 | -95.6 | 0 | 97.6 | 287.9 | 296.3 | 294.4 | 0.3 | 0
17:00 | 19.6 | -83.7 | 19 | 74.3 | 287.3 | 296 | 294.1 | 0.4 | 0
18:00 | 10.7 | -72.3 | 47.9 | 48.7 | 286.3 | 296.1 | 293.9 | 0.3 | 0
19:00 | 2.4 | -60.8 | 25.2 | 18.1 | 285.1 | 296.2 | 292.9 | 0.3 | 0
20:00 | -5 | -48.7 | 0 | 0 | 284 | 296.1 | 292.1 | 0.2 | 0
21:00 | -11.1 | -35.8 | 0 | 0 | 283.1 | 295.9 | 291.7 | 0.3 | 0
22:00 | -15.5 | -22 | 0 | 0 | 282.3 | 296 | 291.3 | 0.5 | 0
23:00 | -17.9 | -7.4 | 0 | 0 | 281.5 | 295.8 | 291.1 | 0.6 | 0
June
| solar | solar | direct | diffuse | outdoor | indoor | window | heating | blinds
| altitude | azimuth | radiation | radiation | temp. | temp. | temp. | load | closed
| (degrees) | (degrees) | (W-h/m2) | (W-h/m2) | (K) | (K) | (K) | (W-h/m2) | (% time)
midnight | -13.8 | 7 | 0 | 0 | 284.5 | 294.1 | 290.9 | 42.9 | 0
1:00 | -11.6 | 21 | 0 | 0 | 284.2 | 294.1 | 290.9 | 42 | 0
2:00 | -7.3 | 34.3 | 0 | 0 | 283.9 | 294.1 | 290.7 | 38.7 | 0
3:00 | -1.4 | 46.7 | 0 | 0 | 283.6 | 294.1 | 290.6 | 37.7 | 0
4:00 | 5.8 | 58.4 | 47 | 27.4 | 283.7 | 294.2 | 291.6 | 38.4 | 0
5:00 | 14 | 69.7 | 54.6 | 52.4 | 284.2 | 294.3 | 292.1 | 37.6 | 0
6:00 | 22.8 | 80.8 | 26.7 | 76.8 | 284.6 | 294.3 | 292.1 | 38.7 | 0
7:00 | 31.9 | 92.5 | 0 | 90.6 | 285.2 | 294.4 | 292.3 | 37.5 | 0
8:00 | 40.9 | 105.5 | 0 | 104.6 | 286.2 | 296.1 | 293.9 | 0.3 | 0
9:00 | 49.2 | 121 | 0 | 130.5 | 287.2 | 296.5 | 294.9 | 0.2 | 0
10:00 | 56.1 | 140.8 | 0 | 140.9 | 288.1 | 296.7 | 295.1 | 0.2 | 0
11:00 | 60.2 | 166 | 0 | 149.1 | 289.1 | 297.3 | 295.9 | 0.2 | 0
noon | 60.2 | -166 | 0 | 150.4 | 290 | 297.4 | 296.6 | 0.1 | 0
13:00 | 56.1 | -140.8 | 0 | 149.6 | 290.6 | 297.8 | 296.9 | 0 | 0
14:00 | 49.2 | -121 | 0 | 133.5 | 291 | 297.7 | 296.7 | 0 | 0
15:00 | 40.9 | -105.5 | 0 | 111.8 | 291.1 | 297.5 | 296.6 | 0 | 0
16:00 | 31.9 | -92.5 | 0 | 113.1 | 290.9 | 297.2 | 296.3 | 0.1 | 0
17:00 | 22.8 | -80.8 | 25.1 | 93.4 | 290.2 | 297.2 | 295.9 | 0.1 | 0
18:00 | 14 | -69.7 | 50.8 | 67.2 | 289.3 | 296.8 | 295.5 | 0.2 | 0
19:00 | 5.8 | -58.4 | 47.8 | 41 | 288.3 | 296.6 | 294.9 | 0.2 | 0
20:00 | -1.4 | -46.7 | 0 | 0 | 287.4 | 296.2 | 293.4 | 0.1 | 0
21:00 | -7.3 | -34.3 | 0 | 0 | 286.4 | 296.2 | 292.9 | 0.2 | 0
22:00 | -11.6 | -21 | 0 | 0 | 285.7 | 296 | 292.7 | 0.2 | 0
23:00 | -13.8 | -7 | 0 | 0 | 284.8 | 296.1 | 292.2 | 0.3 | 0
July
| solar | solar | direct | diffuse | outdoor | indoor | window | heating | blinds
| altitude | azimuth | radiation | radiation | temp. | temp. | temp. | load | closed
| (degrees) | (degrees) | (W-h/m2) | (W-h/m2) | (K) | (K) | (K) | (W-h/m2) | (% time)
midnight | -15.9 | 7.2 | 0 | 0 | 286.4 | 294.8 | 292.1 | 15.8 | 0
1:00 | -13.7 | 21.5 | 0 | 0 | 286.1 | 294.3 | 291.6 | 19.5 | 0
2:00 | -9.3 | 35.1 | 0 | 0 | 285.6 | 294.1 | 291.3 | 20 | 0
3:00 | -3.3 | 47.8 | 0 | 0 | 285.3 | 294.1 | 291.2 | 18.5 | 0
4:00 | 4 | 59.7 | 7.4 | 13.9 | 285.5 | 294.2 | 291.6 | 19.3 | 0
5:00 | 12.3 | 71 | 22.1 | 43.4 | 285.8 | 294.8 | 292.5 | 16.4 | 0
6:00 | 21.1 | 82.3 | 12.9 | 72.5 | 286.4 | 295.4 | 293.2 | 16.5 | 0
7:00 | 30.2 | 94.1 | 0 | 90.2 | 286.8 | 295.8 | 293.8 | 14.3 | 0
8:00 | 39.2 | 107.3 | 0 | 107.5 | 287.6 | 296.9 | 294.9 | 0.1 | 0
9:00 | 47.4 | 122.8 | 0 | 130 | 288.7 | 297.3 | 295.5 | 0 | 0
10:00 | 54.2 | 142.4 | 0 | 152.9 | 289.7 | 297.3 | 296.4 | 0 | 0
11:00 | 58.1 | 166.6 | 0 | 166.1 | 290.7 | 297.7 | 297 | 0 | 0
noon | 58.1 | -166.6 | 0 | 174.3 | 291.7 | 297.6 | 297.5 | 0 | 0
13:00 | 54.2 | -142.4 | 0 | 161.4 | 292.5 | 298 | 297.8 | 0 | 0
14:00 | 47.4 | -122.8 | 0 | 145.3 | 292.9 | 297.7 | 297.6 | 0 | 0
15:00 | 39.2 | -107.3 | 0 | 120.5 | 293 | 297.7 | 297.3 | 0 | 0
16:00 | 30.2 | -94.1 | 0 | 114.7 | 292.8 | 297.5 | 297.2 | 0 | 0
17:00 | 21.1 | -82.3 | 18.9 | 91.1 | 292.4 | 297.5 | 296.8 | 0 | 0
18:00 | 12.3 | -71 | 59.5 | 68.5 | 291.5 | 297.6 | 296.7 | 0 | 0
19:00 | 4 | -59.7 | 57.7 | 35.1 | 290.4 | 297.4 | 296.3 | 0 | 0
20:00 | -3.3 | -47.8 | 0 | 0 | 289.3 | 297 | 294.6 | 0 | 0
21:00 | -9.3 | -35.1 | 0 | 0 | 288.4 | 297.1 | 294.2 | 0 | 0
22:00 | -13.7 | -21.5 | 0 | 0 | 287.5 | 297 | 293.9 | 0.1 | 0
23:00 | -15.9 | -7.2 | 0 | 0 | 286.8 | 297.1 | 293.6 | 0 | 0
August
| solar | solar | direct | diffuse | outdoor | indoor | window | heating | blinds
| altitude | azimuth | radiation | radiation | temp. | temp. | temp. | load | closed
| (degrees) | (degrees) | (W-h/m2) | (W-h/m2) | (K) | (K) | (K) | (W-h/m2) | (% time)
midnight | -23.7 | 7.9 | 0 | 0 | 286.4 | 294.6 | 291.9 | 13.9 | 0
1:00 | -21.3 | 23.5 | 0 | 0 | 286 | 294.3 | 291.6 | 15.4 | 0
2:00 | -16.6 | 38.1 | 0 | 0 | 285.9 | 294.2 | 291.5 | 17.2 | 0
3:00 | -10.1 | 51.6 | 0 | 0 | 285.4 | 294.1 | 291.2 | 18.3 | 0
4:00 | -2.4 | 64.1 | 0 | 0 | 285.1 | 294.1 | 291.1 | 20.6 | 0
5:00 | 6 | 75.9 | 12.7 | 19 | 285.3 | 294.4 | 291.6 | 19.2 | 0
6:00 | 15.1 | 87.6 | 5.8 | 45.6 | 285.9 | 294.8 | 292.3 | 17.7 | 0
7:00 | 24.2 | 99.7 | 0 | 76 | 286.5 | 295.4 | 293.2 | 17.7 | 0
8:00 | 32.9 | 113.1 | 0 | 96.4 | 287.3 | 296.8 | 294.8 | 0 | 0
9:00 | 40.7 | 128.5 | 0 | 119 | 288.2 | 297.2 | 295.3 | 0 | 0
10:00 | 46.9 | 146.9 | 0 | 144.3 | 289.3 | 297 | 295.9 | 0 | 0
11:00 | 50.3 | 168.5 | 0 | 156.9 | 290.4 | 297.4 | 296.6 | 0 | 0
noon | 50.3 | -168.5 | 0 | 169.1 | 291.3 | 297.6 | 297.2 | 0 | 0
13:00 | 46.9 | -146.9 | 0 | 150.2 | 292 | 297.7 | 297.3 | 0 | 0
14:00 | 40.7 | -128.5 | 0 | 130.8 | 292.5 | 297.5 | 297.4 | 0 | 0
15:00 | 32.9 | -113.1 | 0 | 103.7 | 292.6 | 297.7 | 297.1 | 0 | 0
16:00 | 24.2 | -99.7 | 0 | 76.7 | 292.2 | 297.7 | 296.6 | 0 | 0
17:00 | 15.1 | -87.6 | 6.3 | 56.4 | 291.7 | 297.6 | 296 | 0 | 0
18:00 | 6 | -75.9 | 24.9 | 35.1 | 290.9 | 297.2 | 295.8 | 0 | 0
19:00 | -2.4 | -64.1 | 0 | 6 | 289.9 | 297 | 294.8 | 0 | 0
20:00 | -10.1 | -51.6 | 0 | 0 | 289 | 297.1 | 294.3 | 0 | 0
21:00 | -16.6 | -38.1 | 0 | 0 | 288.1 | 297.2 | 294 | 0 | 0
22:00 | -21.3 | -23.5 | 0 | 0 | 287.3 | 296.7 | 293.6 | 0 | 0
23:00 | -23.7 | -7.9 | 0 | 0 | 286.6 | 296.8 | 293.4 | 0 | 0
September
| solar | solar | direct | diffuse | outdoor | indoor | window | heating | blinds
| altitude | azimuth | radiation | radiation | temp. | temp. | temp. | load | closed
| (degrees) | (degrees) | (W-h/m2) | (W-h/m2) | (K) | (K) | (K) | (W-h/m2) | (% time)
midnight | -35.1 | 9.1 | 0 | 0 | 284.9 | 294.7 | 291.5 | 42.7 | 0
1:00 | -32.3 | 26.9 | 0 | 0 | 284.8 | 294.4 | 291.2 | 42.9 | 0
2:00 | -27.1 | 43.1 | 0 | 0 | 284.5 | 294.2 | 291 | 42.5 | 0
3:00 | -20 | 57.5 | 0 | 0 | 284.3 | 294.2 | 290.9 | 41.9 | 0
4:00 | -11.8 | 70.6 | 0 | 0 | 284.1 | 294.1 | 290.8 | 42.7 | 0
5:00 | -3 | 82.8 | 0 | 0.3 | 284 | 294.1 | 290.8 | 44.8 | 0
6:00 | 6 | 94.7 | 0 | 19.9 | 284.3 | 294.2 | 291.1 | 42.3 | 0
7:00 | 15 | 107 | 0 | 44.4 | 284.7 | 294.6 | 291.7 | 37.2 | 0
8:00 | 23.3 | 120.2 | 0 | 67.9 | 285.4 | 296.9 | 293.7 | 0.4 | 0
9:00 | 30.6 | 135 | 0 | 89.9 | 286.1 | 297 | 294.3 | 0.6 | 0
10:00 | 36 | 151.7 | 0 | 104.9 | 286.8 | 296.9 | 294.6 | 0.3 | 0
11:00 | 39 | 170.3 | 0 | 105.9 | 287.6 | 296.8 | 295 | 0.2 | 0
noon | 39 | -170.3 | 0 | 104.9 | 288.3 | 297.1 | 295.2 | 0.2 | 0
13:00 | 36 | -151.7 | 0 | 101.4 | 288.9 | 296.9 | 295.6 | 0.2 | 0
14:00 | 30.6 | -135 | 0 | 92.6 | 289.4 | 297 | 295.6 | 0.2 | 0
15:00 | 23.3 | -120.2 | 0 | 73.2 | 289.5 | 296.9 | 295.4 | 0.1 | 0
16:00 | 15 | -107 | 0 | 44.6 | 289.3 | 297.3 | 294.8 | 0 | 0
17:00 | 6 | -94.7 | 0 | 23.9 | 288.6 | 296.9 | 294.4 | 0.1 | 0
18:00 | -3 | -82.8 | 0 | 2.4 | 287.8 | 296.8 | 293.7 | 0.1 | 0
19:00 | -11.8 | -70.6 | 0 | 0 | 287.1 | 296.8 | 293.5 | 0.3 | 0
20:00 | -20 | -57.5 | 0 | 0 | 286.5 | 296.4 | 293.3 | 0.4 | 0
21:00 | -27.1 | -43.1 | 0 | 0 | 285.9 | 296.8 | 293.1 | 0.3 | 0
22:00 | -32.3 | -26.9 | 0 | 0 | 285.3 | 296.8 | 292.9 | 0.2 | 0
23:00 | -35.1 | -9.1 | 0 | 0 | 285 | 296.7 | 292.8 | 0.4 | 0
October
| solar | solar | direct | diffuse | outdoor | indoor | window | heating | blinds
| altitude | azimuth | radiation | radiation | temp. | temp. | temp. | load | closed
| (degrees) | (degrees) | (W-h/m2) | (W-h/m2) | (K) | (K) | (K) | (W-h/m2) | (% time)
midnight | -47 | 10.8 | 0 | 0 | 282.1 | 294.2 | 290.2 | 58.5 | 0
1:00 | -43.7 | 31.4 | 0 | 0 | 282.1 | 294.1 | 290.2 | 57.4 | 0
2:00 | -37.8 | 49.3 | 0 | 0 | 282 | 294.1 | 290.1 | 58.9 | 0
3:00 | -30.1 | 64.6 | 0 | 0 | 281.8 | 294.1 | 290.1 | 59.8 | 0
4:00 | -21.5 | 78 | 0 | 0 | 281.8 | 294.1 | 290.1 | 61.3 | 0
5:00 | -12.4 | 90.2 | 0 | 0 | 281.7 | 294.1 | 290 | 66 | 0
6:00 | -3.4 | 102 | 0 | 0.8 | 281.8 | 294.1 | 290.1 | 66.7 | 0
7:00 | 5.2 | 114 | 0 | 16.8 | 282.2 | 294.1 | 290.4 | 65.1 | 0
8:00 | 13 | 126.6 | 0 | 37.6 | 282.6 | 296.1 | 292.2 | 0.5 | 0
9:00 | 19.7 | 140.4 | 0 | 61.3 | 283.3 | 296.1 | 292.6 | 0.9 | 0
10:00 | 24.5 | 155.5 | 0 | 70.4 | 283.9 | 296.1 | 292.7 | 0.8 | 0
11:00 | 27.1 | 171.7 | 0 | 81.3 | 284.6 | 296.2 | 293.2 | 0.8 | 0
noon | 27.1 | -171.7 | 0 | 79 | 285.1 | 296.3 | 293.2 | 0.8 | 0
13:00 | 24.5 | -155.5 | 0 | 65.6 | 285.4 | 296 | 293.2 | 0.6 | 0
14:00 | 19.7 | -140.4 | 0 | 49.7 | 285.5 | 295.9 | 293.3 | 0.7 | 0
15:00 | 13 | -126.6 | 0 | 33.4 | 285.3 | 296 | 293 | 0.5 | 0
16:00 | 5.2 | -114 | 0 | 14.6 | 284.7 | 296 | 292.5 | 0.4 | 0
17:00 | -3.4 | -102 | 0 | 0.4 | 284.1 | 296 | 292.2 | 0.3 | 0
18:00 | -12.4 | -90.2 | 0 | 0 | 283.5 | 296 | 292 | 0.5 | 0
19:00 | -21.5 | -78 | 0 | 0 | 283.1 | 296.4 | 291.5 | 0.4 | 0
20:00 | -30.1 | -64.6 | 0 | 0 | 282.8 | 296.1 | 291.6 | 0.5 | 0
21:00 | -37.8 | -49.3 | 0 | 0 | 282.5 | 295.9 | 291.4 | 0.5 | 0
22:00 | -43.7 | -31.4 | 0 | 0 | 282.4 | 295.9 | 291.6 | 0.3 | 0
23:00 | -47 | -10.8 | 0 | 0 | 282.2 | 295.9 | 291.6 | 0.4 | 0
November
| solar | solar | direct | diffuse | outdoor | indoor | window | heating | blinds
| altitude | azimuth | radiation | radiation | temp. | temp. | temp. | load | closed
| (degrees) | (degrees) | (W-h/m2) | (W-h/m2) | (K) | (K) | (K) | (W-h/m2) | (% time)
midnight | -56.2 | 12.8 | 0 | 0 | 278.9 | 294.1 | 289.1 | 104.2 | 0
1:00 | -52.4 | 36.3 | 0 | 0 | 278.8 | 294.1 | 289.1 | 104.8 | 0
2:00 | -45.8 | 55.6 | 0 | 0 | 278.6 | 294.1 | 289.1 | 110.9 | 0
3:00 | -37.7 | 71.1 | 0 | 0 | 278.5 | 294.1 | 289 | 107.3 | 0
4:00 | -28.8 | 84.3 | 0 | 0 | 278.4 | 294.1 | 289 | 103.2 | 0
5:00 | -19.7 | 96.2 | 0 | 0 | 278.4 | 294.1 | 289 | 106.7 | 0
6:00 | -10.7 | 107.7 | 0 | 0 | 278.3 | 294.1 | 289 | 107.1 | 0
7:00 | -2.4 | 119.2 | 0 | 1 | 278.2 | 294.1 | 288.9 | 107.7 | 0
8:00 | 5 | 131.2 | 0 | 16 | 278.4 | 295.7 | 290.6 | 0.2 | 0
9:00 | 11.1 | 144.1 | 0 | 30.1 | 278.8 | 295.9 | 290.6 | 1.4 | 0
10:00 | 15.5 | 157.9 | 0 | 45.9 | 279.2 | 295.8 | 290.9 | 1.7 | 0
11:00 | 17.8 | 172.5 | 0 | 57.8 | 279.7 | 295.9 | 291.1 | 1.8 | 0
noon | 17.8 | -172.5 | 0 | 55.3 | 280.1 | 295.9 | 291.3 | 1.3 | 0
13:00 | 15.5 | -157.9 | 0 | 47.3 | 280.3 | 295.8 | 291.3 | 1.5 | 0
14:00 | 11.1 | -144.1 | 0 | 30.2 | 280.4 | 295.8 | 291 | 1.3 | 0
15:00 | 5 | -131.2 | 0 | 12.9 | 280.2 | 295.9 | 290.9 | 0.8 | 0
16:00 | -2.4 | -119.2 | 0 | 0 | 280 | 296.2 | 290.7 | 0.8 | 0
17:00 | -10.7 | -107.7 | 0 | 0 | 279.7 | 296.2 | 290.8 | 0.4 | 0
18:00 | -19.7 | -96.2 | 0 | 0 | 279.6 | 296 | 290.8 | 0.8 | 0
19:00 | -28.8 | -84.3 | 0 | 0 | 279.4 | 295.7 | 290.5 | 0.8 | 0
20:00 | -37.7 | -71.1 | 0 | 0 | 279.4 | 295.7 | 290.5 | 0.5 | 0
21:00 | -45.8 | -55.6 | 0 | 0 | 279.2 | 296.2 | 290.6 | 0.6 | 0
22:00 | -52.4 | -36.3 | 0 | 0 | 279 | 295.7 | 290.1 | 1 | 0
23:00 | -56.2 | -12.8 | 0 | 0 | 278.8 | 295.8 | 290.2 | 0.4 | 0
December
| solar | solar | direct | diffuse | outdoor | indoor | window | heating | blinds
| altitude | azimuth | radiation | radiation | temp. | temp. | temp. | load | closed
| (degrees) | (degrees) | (W-h/m2) | (W-h/m2) | (K) | (K) | (K) | (W-h/m2) | (% time)
midnight | -60.2 | 13.9 | 0 | 0 | 276.9 | 294.1 | 288.5 | 109.1 | 0
1:00 | -56.1 | 39.1 | 0 | 0 | 276.8 | 294.1 | 288.5 | 112.9 | 0
2:00 | -49.2 | 58.9 | 0 | 0 | 276.8 | 294.1 | 288.5 | 113.2 | 0
3:00 | -40.9 | 74.4 | 0 | 0 | 276.8 | 294.1 | 288.5 | 113.2 | 0
4:00 | -31.9 | 87.4 | 0 | 0 | 276.9 | 294.1 | 288.5 | 110.6 | 0
5:00 | -22.8 | 99.1 | 0 | 0 | 277 | 294.1 | 288.5 | 113.6 | 0
6:00 | -14 | 110.2 | 0 | 0 | 276.9 | 294.1 | 288.5 | 110.8 | 0
7:00 | -5.8 | 121.5 | 0 | 0 | 276.9 | 294.1 | 288.5 | 108 | 0
8:00 | 1.4 | 133.2 | 0 | 1.8 | 277.1 | 296.1 | 289.7 | 0 | 0
9:00 | 7.3 | 145.7 | 0 | 14.9 | 277.3 | 295.7 | 290 | 1.6 | 0
10:00 | 11.6 | 158.9 | 0 | 28.6 | 277.7 | 296.2 | 290.3 | 1.1 | 0
11:00 | 13.8 | 172.9 | 0 | 36.8 | 277.9 | 295.9 | 290.6 | 2 | 0
noon | 13.8 | -172.9 | 0 | 37.9 | 278.2 | 295.8 | 290.5 | 1.8 | 0
13:00 | 11.6 | -158.9 | 0 | 29 | 278.4 | 295.8 | 290.5 | 1.5 | 0
14:00 | 7.3 | -145.7 | 0 | 18.1 | 278.3 | 296 | 290.4 | 1 | 0
15:00 | 1.4 | -133.2 | 0 | 4.7 | 278.2 | 296 | 290.2 | 1 | 0
16:00 | -5.8 | -121.5 | 0 | 0 | 277.8 | 296.1 | 290 | 0.9 | 0
17:00 | -14 | -110.2 | 0 | 0 | 277.7 | 295.9 | 290.2 | 1 | 0
18:00 | -22.8 | -99.1 | 0 | 0 | 277.5 | 296.4 | 290.1 | 0.6 | 0
19:00 | -31.9 | -87.4 | 0 | 0 | 277.5 | 295.9 | 289.7 | 0.9 | 0
20:00 | -40.9 | -74.4 | 0 | 0 | 277.3 | 296 | 289.9 | 1.1 | 0
21:00 | -49.2 | -58.9 | 0 | 0 | 277.1 | 296.2 | 289.8 | 0.5 | 0
22:00 | -56.1 | -39.1 | 0 | 0 | 277.1 | 296.2 | 290 | 0.8 | 0
23:00 | -60.2 | -13.9 | 0 | 0 | 277 | 296 | 289.5 | 1.2 | 0

## Sheet71
Scenario Four (green)
Tue Dec 03 2019 23:33:07 GMT+0000 (Greenwich Mean Time)
Setup Information:
Building
Location | UK - London
Building length, side A | N/A
Building length, side B | N/A
Simulation Type
Simulation Type | one_sided
Window Description
Typology | dgu_nb
Glazing Type | clear
Window Area | 71%
Wall Description
Insulation R-Value | 99999999.9 m2-K/W
Occupancy
Type | Low-rise Residential
Occupancy Load | 0.000 people per m2
Lighting Requirements | 400 lux
Equipment Load | 0.00 W/m2
Room Ventilation
Air Change Rate per Occupant | 15.0 liters / sec per person
Total Air Change Rate | 0.0 roomfuls per hour
Lighting Control
Lighting Control | lights do not respond to daylight: all lights fully on while building is occupied
Representative Room
Orientation | north
Room Depth | 27 m
Room Width | 5 m
Room Height | 2.2 m
Thermal Mass
Thermal Mass | none
Overhang
Overhang Depth | 0 m
Roof
Roof Type | adiabatic roof
Simulation Results:
Primary Energy Use and CO2 Emissions
| heating | cooling | lighting | total | CO2
| energy | energy | energy | energy | emissions
| (kWh/m2) | (kWh/m2) | (kWh/m2) | (kWh/m2) | (kg/m2)
January | 33.5 | 0 | 7.3 | 40.8 | 8.2
February | 28.1 | 0 | 6.6 | 34.7 | 6.9
March | 32.1 | 0 | 7.3 | 39.4 | 7.9
April | 26 | 0 | 7.1 | 33.1 | 6.6
May | 18.9 | 0 | 7.3 | 26.2 | 5.2
June | 9.5 | 0 | 7.1 | 16.6 | 3.3
July | 4.3 | 0 | 7.3 | 11.6 | 2.3
August | 4.3 | 0 | 7.3 | 11.6 | 2.3
September | 10.2 | 0 | 7.1 | 17.3 | 3.5
October | 15.6 | 0 | 7.3 | 22.9 | 4.6
November | 26 | 0 | 7.1 | 33.1 | 6.6
December | 28.2 | 0 | 7.3 | 35.5 | 7.1
Total | 236.7 | 0 | 86.1 | 322.8 | 64.6 | yearly energy
January
| solar | solar | direct | diffuse | outdoor | indoor | window | heating | blinds
| altitude | azimuth | radiation | radiation | temp. | temp. | temp. | load | closed
| (degrees) | (degrees) | (W-h/m2) | (W-h/m2) | (K) | (K) | (K) | (W-h/m2) | (% time)
midnight | -58.1 | 13.3 | 0 | 0 | 275.9 | 294.1 | 288.2 | 136.4 | 0
1:00 | -54.2 | 37.6 | 0 | 0 | 275.8 | 294.1 | 288.2 | 135.9 | 0
2:00 | -47.5 | 57.1 | 0 | 0 | 275.8 | 294.1 | 288.2 | 134.3 | 0
3:00 | -39.2 | 72.7 | 0 | 0 | 275.7 | 294.1 | 288.1 | 130.2 | 0
4:00 | -30.2 | 85.8 | 0 | 0 | 275.6 | 294.1 | 288.1 | 132.9 | 0
5:00 | -21.1 | 97.6 | 0 | 0 | 275.6 | 294.1 | 288.1 | 132.8 | 0
6:00 | -12.3 | 108.9 | 0 | 0 | 275.5 | 294.1 | 288.1 | 130.4 | 0
7:00 | -4 | 120.3 | 0 | 0 | 275.5 | 294.1 | 288.1 | 129.3 | 0
8:00 | 3.3 | 132.2 | 0 | 5.1 | 275.7 | 296 | 289.2 | 0 | 0
9:00 | 9.3 | 144.9 | 0 | 20.2 | 276.1 | 295.8 | 289.6 | 1.6 | 0
10:00 | 13.6 | 158.4 | 0 | 34.6 | 276.5 | 295.8 | 289.8 | 1.5 | 0
11:00 | 15.9 | 172.7 | 0 | 40.5 | 276.7 | 295.9 | 290.2 | 1.9 | 0
noon | 15.9 | -172.7 | 0 | 42.7 | 277.2 | 295.7 | 290.1 | 2.2 | 0
13:00 | 13.6 | -158.4 | 0 | 38.1 | 277.6 | 295.8 | 290.4 | 1.9 | 0
14:00 | 9.3 | -144.9 | 0 | 26.7 | 277.5 | 295.9 | 290.1 | 1.3 | 0
15:00 | 3.3 | -132.2 | 0 | 13.2 | 277.3 | 296 | 290.1 | 1.4 | 0
16:00 | -4 | -120.3 | 0 | 0.6 | 277 | 296.3 | 289.8 | 0.5 | 0
17:00 | -12.3 | -108.9 | 0 | 0 | 276.8 | 295.8 | 289.7 | 1.5 | 0
18:00 | -21.1 | -97.6 | 0 | 0 | 276.5 | 296 | 289.6 | 0.5 | 0
19:00 | -30.2 | -85.8 | 0 | 0 | 276.3 | 295.8 | 289.9 | 1 | 0
20:00 | -39.2 | -72.7 | 0 | 0 | 276.1 | 295.9 | 289.4 | 0.7 | 0
21:00 | -47.5 | -57.1 | 0 | 0 | 276.1 | 296 | 289.5 | 0.7 | 0
22:00 | -54.2 | -37.6 | 0 | 0 | 276 | 296.1 | 289.5 | 0.7 | 0
23:00 | -58.1 | -13.3 | 0 | 0 | 275.9 | 296 | 289.3 | 0.9 | 0
February
| solar | solar | direct | diffuse | outdoor | indoor | window | heating | blinds
| altitude | azimuth | radiation | radiation | temp. | temp. | temp. | load | closed
| (degrees) | (degrees) | (W-h/m2) | (W-h/m2) | (K) | (K) | (K) | (W-h/m2) | (% time)
midnight | -50.4 | 11.4 | 0 | 0 | 275.4 | 294.1 | 288 | 117 | 0
1:00 | -46.9 | 33 | 0 | 0 | 275.3 | 294.1 | 288 | 111.5 | 0
2:00 | -40.8 | 51.4 | 0 | 0 | 275.2 | 294.1 | 288 | 115.6 | 0
3:00 | -32.9 | 66.9 | 0 | 0 | 275.2 | 294.1 | 288 | 122.2 | 0
4:00 | -24.2 | 80.2 | 0 | 0 | 275.2 | 294.1 | 288 | 124.2 | 0
5:00 | -15.1 | 92.3 | 0 | 0 | 275.1 | 294.1 | 287.9 | 128.8 | 0
6:00 | -6.1 | 104 | 0 | 0 | 275.1 | 294.1 | 287.9 | 128.6 | 0
7:00 | 2.4 | 115.9 | 0 | 2.3 | 275.1 | 294.1 | 288 | 132.2 | 0
8:00 | 10.1 | 128.3 | 0 | 20.6 | 275.5 | 296.2 | 289.7 | 0.1 | 0
9:00 | 16.5 | 141.8 | 0 | 40.4 | 276.1 | 295.7 | 290.1 | 2.5 | 0
10:00 | 21.2 | 156.4 | 0 | 55.1 | 276.7 | 296 | 290.3 | 2.5 | 0
11:00 | 23.7 | 172 | 0 | 60.6 | 277.3 | 296 | 290.5 | 2.5 | 0
noon | 23.7 | -172 | 0 | 65.1 | 277.9 | 296.1 | 290.6 | 2.3 | 0
13:00 | 21.2 | -156.4 | 0 | 57 | 278.4 | 295.8 | 290.9 | 2.2 | 0
14:00 | 16.5 | -141.8 | 0 | 53.5 | 278.5 | 295.7 | 290.9 | 2.1 | 0
15:00 | 10.1 | -128.3 | 0 | 36 | 278.3 | 296.1 | 290.5 | 1.6 | 0
16:00 | 2.4 | -115.9 | 0 | 14.5 | 277.7 | 295.8 | 290.2 | 1.7 | 0
17:00 | -6.1 | -104 | 0 | 0.3 | 277.1 | 295.8 | 289.9 | 0.8 | 0
18:00 | -15.1 | -92.3 | 0 | 0 | 276.7 | 296.1 | 289.6 | 0.7 | 0
19:00 | -24.2 | -80.2 | 0 | 0 | 276.3 | 295.7 | 289.5 | 1.4 | 0
20:00 | -32.9 | -66.9 | 0 | 0 | 276 | 295.7 | 289.3 | 0.7 | 0
21:00 | -40.8 | -51.4 | 0 | 0 | 275.7 | 295.9 | 289.5 | 0.7 | 0
22:00 | -46.9 | -33 | 0 | 0 | 275.5 | 296.1 | 289.3 | 0.6 | 0
23:00 | -50.4 | -11.4 | 0 | 0 | 275.4 | 295.8 | 289.4 | 0.9 | 0
March
| solar | solar | direct | diffuse | outdoor | indoor | window | heating | blinds
| altitude | azimuth | radiation | radiation | temp. | temp. | temp. | load | closed
| (degrees) | (degrees) | (W-h/m2) | (W-h/m2) | (K) | (K) | (K) | (W-h/m2) | (% time)
midnight | -39 | 9.6 | 0 | 0 | 276.9 | 294.1 | 288.5 | 128.6 | 0
1:00 | -36 | 28.2 | 0 | 0 | 276.8 | 294.1 | 288.5 | 132.5 | 0
2:00 | -30.6 | 45 | 0 | 0 | 276.7 | 294.1 | 288.4 | 136.8 | 0
3:00 | -23.4 | 59.7 | 0 | 0 | 276.5 | 294.1 | 288.4 | 129.3 | 0
4:00 | -15 | 72.9 | 0 | 0 | 276.3 | 294.1 | 288.3 | 130.6 | 0
5:00 | -6.1 | 85.2 | 0 | 0 | 276.4 | 294.1 | 288.3 | 125.3 | 0
6:00 | 2.9 | 97.1 | 0 | 4.1 | 276.6 | 294.1 | 288.4 | 117.7 | 0
7:00 | 11.8 | 109.3 | 0 | 24.9 | 276.9 | 294.1 | 288.8 | 114 | 0
8:00 | 20 | 122.4 | 0 | 48.1 | 277.4 | 296 | 290.2 | 1.1 | 0
9:00 | 27 | 136.9 | 0 | 66.7 | 278 | 295.9 | 290.6 | 1.9 | 0
10:00 | 32.2 | 153.1 | 0 | 85.8 | 278.8 | 296.2 | 291.1 | 2 | 0
11:00 | 35.1 | 170.8 | 0 | 100 | 279.8 | 296.1 | 291.7 | 2 | 0
noon | 35.1 | -170.8 | 0 | 101.7 | 280.5 | 296 | 292 | 2 | 0
13:00 | 32.2 | -153.1 | 0 | 93 | 281.2 | 296.4 | 292.1 | 1.4 | 0
14:00 | 27 | -136.9 | 0 | 79.8 | 281.5 | 295.8 | 292 | 1.8 | 0
15:00 | 20 | -122.4 | 0 | 58.9 | 281.4 | 296 | 291.8 | 1.3 | 0
16:00 | 11.8 | -109.3 | 0 | 34.5 | 280.9 | 296.1 | 291.4 | 1.4 | 0
17:00 | 2.9 | -97.1 | 0 | 15.4 | 280.1 | 295.9 | 290.8 | 1.3 | 0
18:00 | -6.1 | -85.2 | 0 | 0 | 279.4 | 296 | 290.7 | 0.8 | 0
19:00 | -15 | -72.9 | 0 | 0 | 278.7 | 296.1 | 290.2 | 0.8 | 0
20:00 | -23.4 | -59.7 | 0 | 0 | 278.2 | 295.9 | 290.1 | 1.1 | 0
21:00 | -30.6 | -45 | 0 | 0 | 277.8 | 296.1 | 290 | 0.7 | 0
22:00 | -36 | -28.2 | 0 | 0 | 277.3 | 296 | 289.9 | 1.2 | 0
23:00 | -39 | -9.6 | 0 | 0 | 277.1 | 296 | 289.7 | 1.2 | 0
April
| solar | solar | direct | diffuse | outdoor | indoor | window | heating | blinds
| altitude | azimuth | radiation | radiation | temp. | temp. | temp. | load | closed
| (degrees) | (degrees) | (W-h/m2) | (W-h/m2) | (K) | (K) | (K) | (W-h/m2) | (% time)
midnight | -27.1 | 8.3 | 0 | 0 | 278.5 | 294.1 | 289 | 105.8 | 0
1:00 | -24.5 | 24.4 | 0 | 0 | 278.2 | 294.1 | 288.9 | 104 | 0
2:00 | -19.7 | 39.5 | 0 | 0 | 278 | 294.1 | 288.9 | 105.6 | 0
3:00 | -13.1 | 53.3 | 0 | 0 | 277.7 | 294.1 | 288.8 | 107.7 | 0
4:00 | -5.2 | 66 | 0 | 0 | 277.4 | 294.1 | 288.7 | 106.7 | 0
5:00 | 3.4 | 78 | 3 | 8 | 277.6 | 294.1 | 288.8 | 105.3 | 0
6:00 | 12.4 | 89.8 | 0.4 | 33.9 | 278.1 | 294.1 | 289.2 | 107.9 | 0
7:00 | 21.5 | 102 | 0 | 60.7 | 278.8 | 294.1 | 289.8 | 103.9 | 0
8:00 | 30.1 | 115.3 | 0 | 79.7 | 279.5 | 295.6 | 291.6 | 1.8 | 0
9:00 | 37.7 | 130.6 | 0 | 102.3 | 280.6 | 296.1 | 291.9 | 2.1 | 0
10:00 | 43.7 | 148.5 | 0 | 121.4 | 281.5 | 296.1 | 292.4 | 2.2 | 0
11:00 | 47 | 169.1 | 0 | 133.9 | 282.5 | 296 | 293.1 | 2 | 0
noon | 47 | -169.1 | 0 | 135.6 | 283.5 | 296.1 | 293.5 | 1.6 | 0
13:00 | 43.7 | -148.5 | 0 | 127.4 | 284.2 | 296.1 | 293.4 | 1.3 | 0
14:00 | 37.7 | -130.6 | 0 | 116.3 | 284.7 | 296.1 | 293.5 | 1 | 0
15:00 | 30.1 | -115.3 | 0 | 86.8 | 285 | 296.1 | 293.4 | 0.9 | 0
16:00 | 21.5 | -102 | 0 | 66.8 | 284.7 | 296 | 293.1 | 0.8 | 0
17:00 | 12.4 | -89.8 | 0.5 | 41.3 | 283.9 | 296 | 292.5 | 0.9 | 0
18:00 | 3.4 | -78 | 12.3 | 16.4 | 283 | 296 | 292.1 | 1 | 0
19:00 | -5.2 | -66 | 0 | 0 | 282 | 296 | 291.5 | 0.7 | 0
20:00 | -13.1 | -53.3 | 0 | 0 | 281 | 295.7 | 291.1 | 0.8 | 0
21:00 | -19.7 | -39.5 | 0 | 0 | 280 | 295.8 | 290.8 | 0.9 | 0
22:00 | -24.5 | -24.4 | 0 | 0 | 279.3 | 296 | 290.6 | 0.7 | 0
23:00 | -27.1 | -8.3 | 0 | 0 | 278.6 | 296 | 290 | 0.9 | 0
May
| solar | solar | direct | diffuse | outdoor | indoor | window | heating | blinds
| altitude | azimuth | radiation | radiation | temp. | temp. | temp. | load | closed
| (degrees) | (degrees) | (W-h/m2) | (W-h/m2) | (K) | (K) | (K) | (W-h/m2) | (% time)
midnight | -17.9 | 7.4 | 0 | 0 | 281 | 294.1 | 289.8 | 76 | 0
1:00 | -15.5 | 22 | 0 | 0 | 280.8 | 294.1 | 289.7 | 76.7 | 0
2:00 | -11.1 | 35.8 | 0 | 0 | 280.5 | 294.1 | 289.7 | 77.1 | 0
3:00 | -5 | 48.7 | 0 | 0 | 280.2 | 294.1 | 289.5 | 75.8 | 0
4:00 | 2.4 | 60.8 | 12.8 | 10.9 | 280.2 | 294.1 | 289.8 | 77.4 | 0
5:00 | 10.7 | 72.3 | 41.5 | 40.6 | 280.5 | 294.1 | 290.5 | 75.6 | 0
6:00 | 19.6 | 83.7 | 18 | 62.9 | 280.9 | 294.1 | 290.6 | 75.7 | 0
7:00 | 28.7 | 95.6 | 0 | 84.8 | 281.8 | 294.1 | 291 | 66.8 | 0
8:00 | 37.6 | 108.8 | 0 | 101.3 | 282.7 | 296.6 | 292.4 | 0.8 | 0
9:00 | 45.8 | 124.4 | 0 | 131.7 | 283.7 | 296.2 | 293.4 | 1.2 | 0
10:00 | 52.4 | 143.6 | 0 | 145.9 | 284.8 | 296.2 | 293.9 | 1.1 | 0
11:00 | 56.2 | 167.2 | 0 | 152.2 | 285.8 | 296.4 | 294.7 | 0.5 | 0
noon | 56.2 | -167.2 | 0 | 145.7 | 286.8 | 296.1 | 294.5 | 0.6 | 0
13:00 | 52.4 | -143.6 | 0 | 137.1 | 287.6 | 296.6 | 294.8 | 0.3 | 0
14:00 | 45.8 | -124.4 | 0 | 134.2 | 288 | 296.3 | 295.1 | 0.5 | 0
15:00 | 37.6 | -108.8 | 0 | 116.3 | 288 | 296.4 | 294.8 | 0.3 | 0
16:00 | 28.7 | -95.6 | 0 | 97.6 | 287.9 | 296.1 | 294.4 | 0.3 | 0
17:00 | 19.6 | -83.7 | 19 | 74.3 | 287.3 | 296 | 294.1 | 0.3 | 0
18:00 | 10.7 | -72.3 | 47.9 | 48.7 | 286.3 | 296.1 | 293.9 | 0.2 | 0
19:00 | 2.4 | -60.8 | 25.2 | 18.1 | 285.1 | 296 | 292.9 | 0.3 | 0
20:00 | -5 | -48.7 | 0 | 0 | 284 | 295.9 | 292.1 | 0.2 | 0
21:00 | -11.1 | -35.8 | 0 | 0 | 283.1 | 296.1 | 291.6 | 0.3 | 0
22:00 | -15.5 | -22 | 0 | 0 | 282.3 | 295.8 | 291.4 | 0.5 | 0
23:00 | -17.9 | -7.4 | 0 | 0 | 281.5 | 295.8 | 291.3 | 0.5 | 0
June
| solar | solar | direct | diffuse | outdoor | indoor | window | heating | blinds
| altitude | azimuth | radiation | radiation | temp. | temp. | temp. | load | closed
| (degrees) | (degrees) | (W-h/m2) | (W-h/m2) | (K) | (K) | (K) | (W-h/m2) | (% time)
midnight | -13.8 | 7 | 0 | 0 | 284.5 | 294.1 | 290.9 | 42.9 | 0
1:00 | -11.6 | 21 | 0 | 0 | 284.2 | 294.1 | 290.9 | 42 | 0
2:00 | -7.3 | 34.3 | 0 | 0 | 283.9 | 294.1 | 290.7 | 38.8 | 0
3:00 | -1.4 | 46.7 | 0 | 0 | 283.6 | 294.1 | 290.6 | 37.7 | 0
4:00 | 5.8 | 58.4 | 47 | 27.4 | 283.7 | 294.2 | 291.6 | 38.4 | 0
5:00 | 14 | 69.7 | 54.6 | 52.4 | 284.2 | 294.3 | 292.1 | 37.5 | 0
6:00 | 22.8 | 80.8 | 26.7 | 76.8 | 284.6 | 294.4 | 292.1 | 38.6 | 0
7:00 | 31.9 | 92.5 | 0 | 90.6 | 285.2 | 294.4 | 292.3 | 37.5 | 0
8:00 | 40.9 | 105.5 | 0 | 104.6 | 286.2 | 296.1 | 293.9 | 0.3 | 0
9:00 | 49.2 | 121 | 0 | 130.5 | 287.2 | 296.5 | 294.8 | 0.2 | 0
10:00 | 56.1 | 140.8 | 0 | 140.9 | 288.1 | 296.4 | 295.1 | 0.2 | 0
11:00 | 60.2 | 166 | 0 | 149.1 | 289.1 | 297.2 | 295.9 | 0.3 | 0
noon | 60.2 | -166 | 0 | 150.4 | 290 | 297.4 | 296.7 | 0.1 | 0
13:00 | 56.1 | -140.8 | 0 | 149.6 | 290.6 | 297.6 | 296.9 | 0 | 0
14:00 | 49.2 | -121 | 0 | 133.5 | 291 | 297.6 | 296.6 | 0 | 0
15:00 | 40.9 | -105.5 | 0 | 111.8 | 291.1 | 297.6 | 296.4 | 0 | 0
16:00 | 31.9 | -92.5 | 0 | 113.1 | 290.9 | 297.4 | 296.3 | 0.1 | 0
17:00 | 22.8 | -80.8 | 25.1 | 93.4 | 290.2 | 297.3 | 295.8 | 0.2 | 0
18:00 | 14 | -69.7 | 50.8 | 67.2 | 289.3 | 296.6 | 295.4 | 0.3 | 0
19:00 | 5.8 | -58.4 | 47.8 | 41 | 288.3 | 296.6 | 294.8 | 0.2 | 0
20:00 | -1.4 | -46.7 | 0 | 0 | 287.4 | 296.3 | 293.5 | 0.1 | 0
21:00 | -7.3 | -34.3 | 0 | 0 | 286.4 | 296.3 | 292.8 | 0.2 | 0
22:00 | -11.6 | -21 | 0 | 0 | 285.7 | 296.1 | 292.5 | 0.3 | 0
23:00 | -13.8 | -7 | 0 | 0 | 284.8 | 296 | 292.2 | 0.3 | 0
July
| solar | solar | direct | diffuse | outdoor | indoor | window | heating | blinds
| altitude | azimuth | radiation | radiation | temp. | temp. | temp. | load | closed
| (degrees) | (degrees) | (W-h/m2) | (W-h/m2) | (K) | (K) | (K) | (W-h/m2) | (% time)
midnight | -15.9 | 7.2 | 0 | 0 | 286.4 | 294.8 | 292.1 | 15.8 | 0
1:00 | -13.7 | 21.5 | 0 | 0 | 286.1 | 294.3 | 291.6 | 19.6 | 0
2:00 | -9.3 | 35.1 | 0 | 0 | 285.6 | 294.1 | 291.3 | 20 | 0
3:00 | -3.3 | 47.8 | 0 | 0 | 285.3 | 294.1 | 291.2 | 18.5 | 0
4:00 | 4 | 59.7 | 7.4 | 13.9 | 285.5 | 294.2 | 291.6 | 19.3 | 0
5:00 | 12.3 | 71 | 22.1 | 43.4 | 285.8 | 294.8 | 292.4 | 16.4 | 0
6:00 | 21.1 | 82.3 | 12.9 | 72.5 | 286.4 | 295.4 | 293.2 | 16.5 | 0
7:00 | 30.2 | 94.1 | 0 | 90.2 | 286.8 | 295.8 | 293.8 | 14.3 | 0
8:00 | 39.2 | 107.3 | 0 | 107.5 | 287.6 | 296.9 | 294.9 | 0.1 | 0
9:00 | 47.4 | 122.8 | 0 | 130 | 288.7 | 297.2 | 295.5 | 0 | 0
10:00 | 54.2 | 142.4 | 0 | 152.9 | 289.7 | 297.4 | 296.3 | 0 | 0
11:00 | 58.1 | 166.6 | 0 | 166.1 | 290.7 | 297.6 | 297 | 0 | 0
noon | 58.1 | -166.6 | 0 | 174.3 | 291.7 | 297.4 | 297.4 | 0 | 0
13:00 | 54.2 | -142.4 | 0 | 161.4 | 292.5 | 298 | 297.8 | 0 | 0
14:00 | 47.4 | -122.8 | 0 | 145.3 | 292.9 | 297.7 | 297.5 | 0 | 0
15:00 | 39.2 | -107.3 | 0 | 120.5 | 293 | 297.6 | 297.2 | 0 | 0
16:00 | 30.2 | -94.1 | 0 | 114.7 | 292.8 | 297.5 | 297.2 | 0 | 0
17:00 | 21.1 | -82.3 | 18.9 | 91.1 | 292.4 | 297.4 | 296.9 | 0 | 0
18:00 | 12.3 | -71 | 59.5 | 68.5 | 291.5 | 297.5 | 296.8 | 0 | 0
19:00 | 4 | -59.7 | 57.7 | 35.1 | 290.4 | 297.4 | 296.2 | 0 | 0
20:00 | -3.3 | -47.8 | 0 | 0 | 289.3 | 297 | 294.4 | 0 | 0
21:00 | -9.3 | -35.1 | 0 | 0 | 288.4 | 297.2 | 294 | 0 | 0
22:00 | -13.7 | -21.5 | 0 | 0 | 287.5 | 297.2 | 293.8 | 0 | 0
23:00 | -15.9 | -7.2 | 0 | 0 | 286.8 | 296.9 | 293.6 | 0 | 0
August
| solar | solar | direct | diffuse | outdoor | indoor | window | heating | blinds
| altitude | azimuth | radiation | radiation | temp. | temp. | temp. | load | closed
| (degrees) | (degrees) | (W-h/m2) | (W-h/m2) | (K) | (K) | (K) | (W-h/m2) | (% time)
midnight | -23.7 | 7.9 | 0 | 0 | 286.4 | 294.6 | 291.9 | 13.9 | 0
1:00 | -21.3 | 23.5 | 0 | 0 | 286 | 294.3 | 291.6 | 15.5 | 0
2:00 | -16.6 | 38.1 | 0 | 0 | 285.9 | 294.2 | 291.5 | 17.2 | 0
3:00 | -10.1 | 51.6 | 0 | 0 | 285.4 | 294.1 | 291.2 | 18.4 | 0
4:00 | -2.4 | 64.1 | 0 | 0 | 285.1 | 294.1 | 291.1 | 20.6 | 0
5:00 | 6 | 75.9 | 12.7 | 19 | 285.3 | 294.4 | 291.6 | 19.2 | 0
6:00 | 15.1 | 87.6 | 5.8 | 45.6 | 285.9 | 294.8 | 292.3 | 17.8 | 0
7:00 | 24.2 | 99.7 | 0 | 76 | 286.5 | 295.4 | 293.3 | 17.7 | 0
8:00 | 32.9 | 113.1 | 0 | 96.4 | 287.3 | 296.8 | 294.8 | 0 | 0
9:00 | 40.7 | 128.5 | 0 | 119 | 288.2 | 297.2 | 295.2 | 0 | 0
10:00 | 46.9 | 146.9 | 0 | 144.3 | 289.3 | 296.9 | 295.9 | 0 | 0
11:00 | 50.3 | 168.5 | 0 | 156.9 | 290.4 | 297.2 | 296.4 | 0 | 0
noon | 50.3 | -168.5 | 0 | 169.1 | 291.3 | 297.6 | 297.3 | 0 | 0
13:00 | 46.9 | -146.9 | 0 | 150.2 | 292 | 297.7 | 297.3 | 0 | 0
14:00 | 40.7 | -128.5 | 0 | 130.8 | 292.5 | 297.7 | 297.3 | 0 | 0
15:00 | 32.9 | -113.1 | 0 | 103.7 | 292.6 | 297.8 | 297.2 | 0 | 0
16:00 | 24.2 | -99.7 | 0 | 76.7 | 292.2 | 297.7 | 296.7 | 0 | 0
17:00 | 15.1 | -87.6 | 6.3 | 56.4 | 291.7 | 297.5 | 296 | 0 | 0
18:00 | 6 | -75.9 | 24.9 | 35.1 | 290.9 | 297.2 | 295.8 | 0 | 0
19:00 | -2.4 | -64.1 | 0 | 6 | 289.9 | 297 | 294.7 | 0 | 0
20:00 | -10.1 | -51.6 | 0 | 0 | 289 | 297 | 294.3 | 0 | 0
21:00 | -16.6 | -38.1 | 0 | 0 | 288.1 | 297 | 293.9 | 0 | 0
22:00 | -21.3 | -23.5 | 0 | 0 | 287.3 | 296.9 | 293.6 | 0 | 0
23:00 | -23.7 | -7.9 | 0 | 0 | 286.6 | 296.8 | 293.6 | 0 | 0
September
| solar | solar | direct | diffuse | outdoor | indoor | window | heating | blinds
| altitude | azimuth | radiation | radiation | temp. | temp. | temp. | load | closed
| (degrees) | (degrees) | (W-h/m2) | (W-h/m2) | (K) | (K) | (K) | (W-h/m2) | (% time)
midnight | -35.1 | 9.1 | 0 | 0 | 284.9 | 294.6 | 291.5 | 42.7 | 0
1:00 | -32.3 | 26.9 | 0 | 0 | 284.8 | 294.4 | 291.2 | 43 | 0
2:00 | -27.1 | 43.1 | 0 | 0 | 284.5 | 294.2 | 291 | 42.5 | 0
3:00 | -20 | 57.5 | 0 | 0 | 284.3 | 294.2 | 290.9 | 42 | 0
4:00 | -11.8 | 70.6 | 0 | 0 | 284.1 | 294.1 | 290.8 | 42.7 | 0
5:00 | -3 | 82.8 | 0 | 0.3 | 284 | 294.1 | 290.8 | 44.8 | 0
6:00 | 6 | 94.7 | 0 | 19.9 | 284.3 | 294.2 | 291.1 | 42.3 | 0
7:00 | 15 | 107 | 0 | 44.4 | 284.7 | 294.6 | 291.8 | 37.2 | 0
8:00 | 23.3 | 120.2 | 0 | 67.9 | 285.4 | 296.9 | 293.8 | 0.4 | 0
9:00 | 30.6 | 135 | 0 | 89.9 | 286.1 | 297 | 294.3 | 0.6 | 0
10:00 | 36 | 151.7 | 0 | 104.9 | 286.8 | 296.9 | 294.7 | 0.3 | 0
11:00 | 39 | 170.3 | 0 | 105.9 | 287.6 | 296.8 | 295 | 0.3 | 0
noon | 39 | -170.3 | 0 | 104.9 | 288.3 | 296.9 | 295.3 | 0.2 | 0
13:00 | 36 | -151.7 | 0 | 101.4 | 288.9 | 297 | 295.6 | 0.2 | 0
14:00 | 30.6 | -135 | 0 | 92.6 | 289.4 | 296.9 | 295.5 | 0.2 | 0
15:00 | 23.3 | -120.2 | 0 | 73.2 | 289.5 | 296.9 | 295.4 | 0.1 | 0
16:00 | 15 | -107 | 0 | 44.6 | 289.3 | 297.2 | 294.8 | 0 | 0
17:00 | 6 | -94.7 | 0 | 23.9 | 288.6 | 296.8 | 294.4 | 0.1 | 0
18:00 | -3 | -82.8 | 0 | 2.4 | 287.8 | 296.9 | 294 | 0 | 0
19:00 | -11.8 | -70.6 | 0 | 0 | 287.1 | 296.8 | 293.7 | 0.2 | 0
20:00 | -20 | -57.5 | 0 | 0 | 286.5 | 296.5 | 293.5 | 0.4 | 0
21:00 | -27.1 | -43.1 | 0 | 0 | 285.9 | 296.8 | 293 | 0.3 | 0
22:00 | -32.3 | -26.9 | 0 | 0 | 285.3 | 296.6 | 292.9 | 0.4 | 0
23:00 | -35.1 | -9.1 | 0 | 0 | 285 | 296.7 | 292.8 | 0.2 | 0
October
| solar | solar | direct | diffuse | outdoor | indoor | window | heating | blinds
| altitude | azimuth | radiation | radiation | temp. | temp. | temp. | load | closed
| (degrees) | (degrees) | (W-h/m2) | (W-h/m2) | (K) | (K) | (K) | (W-h/m2) | (% time)
midnight | -47 | 10.8 | 0 | 0 | 282.1 | 294.2 | 290.2 | 58.5 | 0
1:00 | -43.7 | 31.4 | 0 | 0 | 282.1 | 294.1 | 290.2 | 57.4 | 0
2:00 | -37.8 | 49.3 | 0 | 0 | 282 | 294.1 | 290.1 | 58.9 | 0
3:00 | -30.1 | 64.6 | 0 | 0 | 281.8 | 294.1 | 290.1 | 59.8 | 0
4:00 | -21.5 | 78 | 0 | 0 | 281.8 | 294.1 | 290.1 | 61.3 | 0
5:00 | -12.4 | 90.2 | 0 | 0 | 281.7 | 294.1 | 290 | 66 | 0
6:00 | -3.4 | 102 | 0 | 0.8 | 281.8 | 294.1 | 290.1 | 66.7 | 0
7:00 | 5.2 | 114 | 0 | 16.8 | 282.2 | 294.1 | 290.4 | 65.1 | 0
8:00 | 13 | 126.6 | 0 | 37.6 | 282.6 | 296.1 | 292.2 | 0.5 | 0
9:00 | 19.7 | 140.4 | 0 | 61.3 | 283.3 | 296.2 | 292.6 | 0.9 | 0
10:00 | 24.5 | 155.5 | 0 | 70.4 | 283.9 | 296.1 | 292.9 | 0.8 | 0
11:00 | 27.1 | 171.7 | 0 | 81.3 | 284.6 | 296.2 | 293.1 | 0.8 | 0
noon | 27.1 | -171.7 | 0 | 79 | 285.1 | 296.3 | 293.2 | 0.8 | 0
13:00 | 24.5 | -155.5 | 0 | 65.6 | 285.4 | 296.1 | 293.2 | 0.6 | 0
14:00 | 19.7 | -140.4 | 0 | 49.7 | 285.5 | 296 | 293.3 | 0.7 | 0
15:00 | 13 | -126.6 | 0 | 33.4 | 285.3 | 296.1 | 293 | 0.4 | 0
16:00 | 5.2 | -114 | 0 | 14.6 | 284.7 | 296 | 292.6 | 0.4 | 0
17:00 | -3.4 | -102 | 0 | 0.4 | 284.1 | 296.1 | 292.2 | 0.2 | 0
18:00 | -12.4 | -90.2 | 0 | 0 | 283.5 | 295.9 | 292.1 | 0.5 | 0
19:00 | -21.5 | -78 | 0 | 0 | 283.1 | 296 | 291.7 | 0.4 | 0
20:00 | -30.1 | -64.6 | 0 | 0 | 282.8 | 295.8 | 291.7 | 0.4 | 0
21:00 | -37.8 | -49.3 | 0 | 0 | 282.5 | 295.9 | 291.4 | 0.4 | 0
22:00 | -43.7 | -31.4 | 0 | 0 | 282.4 | 296.1 | 291.4 | 0.3 | 0
23:00 | -47 | -10.8 | 0 | 0 | 282.2 | 295.8 | 291.6 | 0.5 | 0
November
| solar | solar | direct | diffuse | outdoor | indoor | window | heating | blinds
| altitude | azimuth | radiation | radiation | temp. | temp. | temp. | load | closed
| (degrees) | (degrees) | (W-h/m2) | (W-h/m2) | (K) | (K) | (K) | (W-h/m2) | (% time)
midnight | -56.2 | 12.8 | 0 | 0 | 278.9 | 294.1 | 289.1 | 104.4 | 0
1:00 | -52.4 | 36.3 | 0 | 0 | 278.8 | 294.1 | 289.1 | 104.8 | 0
2:00 | -45.8 | 55.6 | 0 | 0 | 278.6 | 294.1 | 289.1 | 110.9 | 0
3:00 | -37.7 | 71.1 | 0 | 0 | 278.5 | 294.1 | 289 | 107.3 | 0
4:00 | -28.8 | 84.3 | 0 | 0 | 278.4 | 294.1 | 289 | 103.3 | 0
5:00 | -19.7 | 96.2 | 0 | 0 | 278.4 | 294.1 | 289 | 106.8 | 0
6:00 | -10.7 | 107.7 | 0 | 0 | 278.3 | 294.1 | 289 | 107.1 | 0
7:00 | -2.4 | 119.2 | 0 | 1 | 278.2 | 294.1 | 288.9 | 107.7 | 0
8:00 | 5 | 131.2 | 0 | 16 | 278.4 | 295.7 | 290.6 | 0.2 | 0
9:00 | 11.1 | 144.1 | 0 | 30.1 | 278.8 | 295.8 | 290.6 | 1.4 | 0
10:00 | 15.5 | 157.9 | 0 | 45.9 | 279.2 | 295.7 | 290.9 | 1.7 | 0
11:00 | 17.8 | 172.5 | 0 | 57.8 | 279.7 | 295.8 | 291.2 | 1.7 | 0
noon | 17.8 | -172.5 | 0 | 55.3 | 280.1 | 295.8 | 291.3 | 1.3 | 0
13:00 | 15.5 | -157.9 | 0 | 47.3 | 280.3 | 295.8 | 291.3 | 1.5 | 0
14:00 | 11.1 | -144.1 | 0 | 30.2 | 280.4 | 295.8 | 291.1 | 1.2 | 0
15:00 | 5 | -131.2 | 0 | 12.9 | 280.2 | 295.9 | 290.9 | 0.9 | 0
16:00 | -2.4 | -119.2 | 0 | 0 | 280 | 296.2 | 290.8 | 0.7 | 0
17:00 | -10.7 | -107.7 | 0 | 0 | 279.7 | 296.1 | 290.7 | 0.4 | 0
18:00 | -19.7 | -96.2 | 0 | 0 | 279.6 | 296 | 290.7 | 0.7 | 0
19:00 | -28.8 | -84.3 | 0 | 0 | 279.4 | 295.7 | 290.5 | 0.8 | 0
20:00 | -37.7 | -71.1 | 0 | 0 | 279.4 | 295.8 | 290.6 | 0.5 | 0
21:00 | -45.8 | -55.6 | 0 | 0 | 279.2 | 296 | 290.5 | 0.4 | 0
22:00 | -52.4 | -36.3 | 0 | 0 | 279 | 295.9 | 290.4 | 0.7 | 0
23:00 | -56.2 | -12.8 | 0 | 0 | 278.8 | 295.6 | 290.2 | 0.8 | 0
December
| solar | solar | direct | diffuse | outdoor | indoor | window | heating | blinds
| altitude | azimuth | radiation | radiation | temp. | temp. | temp. | load | closed
| (degrees) | (degrees) | (W-h/m2) | (W-h/m2) | (K) | (K) | (K) | (W-h/m2) | (% time)
midnight | -60.2 | 13.9 | 0 | 0 | 276.9 | 294.1 | 288.5 | 109.5 | 0
1:00 | -56.1 | 39.1 | 0 | 0 | 276.8 | 294.1 | 288.5 | 112.9 | 0
2:00 | -49.2 | 58.9 | 0 | 0 | 276.8 | 294.1 | 288.5 | 113.3 | 0
3:00 | -40.9 | 74.4 | 0 | 0 | 276.8 | 294.1 | 288.5 | 113.3 | 0
4:00 | -31.9 | 87.4 | 0 | 0 | 276.9 | 294.1 | 288.5 | 110.6 | 0
5:00 | -22.8 | 99.1 | 0 | 0 | 277 | 294.1 | 288.5 | 113.6 | 0
6:00 | -14 | 110.2 | 0 | 0 | 276.9 | 294.1 | 288.5 | 110.8 | 0
7:00 | -5.8 | 121.5 | 0 | 0 | 276.9 | 294.1 | 288.5 | 108 | 0
8:00 | 1.4 | 133.2 | 0 | 1.8 | 277.1 | 296 | 289.6 | 0 | 0
9:00 | 7.3 | 145.7 | 0 | 14.9 | 277.3 | 295.7 | 290.1 | 1.6 | 0
10:00 | 11.6 | 158.9 | 0 | 28.6 | 277.7 | 296.1 | 290.3 | 1.1 | 0
11:00 | 13.8 | 172.9 | 0 | 36.8 | 277.9 | 295.9 | 290.6 | 1.9 | 0
noon | 13.8 | -172.9 | 0 | 37.9 | 278.2 | 296 | 290.5 | 1.9 | 0
13:00 | 11.6 | -158.9 | 0 | 29 | 278.4 | 295.8 | 290.6 | 1.6 | 0
14:00 | 7.3 | -145.7 | 0 | 18.1 | 278.3 | 295.9 | 290.4 | 0.9 | 0
15:00 | 1.4 | -133.2 | 0 | 4.7 | 278.2 | 296 | 290.2 | 0.9 | 0
16:00 | -5.8 | -121.5 | 0 | 0 | 277.8 | 295.9 | 290 | 0.9 | 0
17:00 | -14 | -110.2 | 0 | 0 | 277.7 | 295.9 | 289.9 | 0.8 | 0
18:00 | -22.8 | -99.1 | 0 | 0 | 277.5 | 296 | 290.1 | 0.9 | 0
19:00 | -31.9 | -87.4 | 0 | 0 | 277.5 | 295.9 | 289.7 | 0.8 | 0
20:00 | -40.9 | -74.4 | 0 | 0 | 277.3 | 296 | 290 | 0.6 | 0
21:00 | -49.2 | -58.9 | 0 | 0 | 277.1 | 295.7 | 289.8 | 0.9 | 0
22:00 | -56.1 | -39.1 | 0 | 0 | 277.1 | 296.4 | 289.9 | 0.4 | 0
23:00 | -60.2 | -13.9 | 0 | 0 | 277 | 295.4 | 289.7 | 1.5 | 0

## Sheet72
Scenario One (blue)
Tue Dec 03 2019 23:34:20 GMT+0000 (Greenwich Mean Time)
Setup Information:
Building
Location | UK - London
Building length, side A | N/A
Building length, side B | N/A
Simulation Type
Simulation Type | one_sided
Window Description
Typology | dgu_nb
Glazing Type | clear
Window Area | 72%
Wall Description
Insulation R-Value | 99999999.9 m2-K/W
Occupancy
Type | Low-rise Residential
Occupancy Load | 0.000 people per m2
Lighting Requirements | 400 lux
Equipment Load | 0.00 W/m2
Room Ventilation
Air Change Rate per Occupant | 15.0 liters / sec per person
Total Air Change Rate | 0.0 roomfuls per hour
Lighting Control
Lighting Control | lights do not respond to daylight: all lights fully on while building is occupied
Representative Room
Orientation | north
Room Depth | 27 m
Room Width | 5 m
Room Height | 2.2 m
Thermal Mass
Thermal Mass | none
Overhang
Overhang Depth | 0 m
Roof
Roof Type | adiabatic roof
Simulation Results:
Primary Energy Use and CO2 Emissions
| heating | cooling | lighting | total | CO2
| energy | energy | energy | energy | emissions
| (kWh/m2) | (kWh/m2) | (kWh/m2) | (kWh/m2) | (kg/m2)
January | 33.5 | 0 | 7.3 | 40.8 | 8.2
February | 28.1 | 0 | 6.6 | 34.7 | 6.9
March | 32.1 | 0 | 7.3 | 39.4 | 7.9
April | 26 | 0 | 7.1 | 33.1 | 6.6
May | 18.9 | 0 | 7.3 | 26.2 | 5.2
June | 9.5 | 0 | 7.1 | 16.6 | 3.3
July | 4.3 | 0 | 7.3 | 11.6 | 2.3
August | 4.3 | 0 | 7.3 | 11.6 | 2.3
September | 10.2 | 0 | 7.1 | 17.3 | 3.5
October | 15.6 | 0 | 7.3 | 22.9 | 4.6
November | 26 | 0 | 7.1 | 33.1 | 6.6
December | 28.1 | 0 | 7.3 | 35.4 | 7.1
Total | 236.6 | 0 | 86.1 | 322.7 | 64.5 | yearly energy
January
| solar | solar | direct | diffuse | outdoor | indoor | window | heating | blinds
| altitude | azimuth | radiation | radiation | temp. | temp. | temp. | load | closed
| (degrees) | (degrees) | (W-h/m2) | (W-h/m2) | (K) | (K) | (K) | (W-h/m2) | (% time)
midnight | -58.1 | 13.3 | 0 | 0 | 275.9 | 294.1 | 288.2 | 136.4 | 0
1:00 | -54.2 | 37.6 | 0 | 0 | 275.8 | 294.1 | 288.2 | 135.9 | 0
2:00 | -47.5 | 57.1 | 0 | 0 | 275.8 | 294.1 | 288.2 | 134.4 | 0
3:00 | -39.2 | 72.7 | 0 | 0 | 275.7 | 294.1 | 288.1 | 130.2 | 0
4:00 | -30.2 | 85.8 | 0 | 0 | 275.6 | 294.1 | 288.1 | 133 | 0
5:00 | -21.1 | 97.6 | 0 | 0 | 275.6 | 294.1 | 288.1 | 132.8 | 0
6:00 | -12.3 | 108.9 | 0 | 0 | 275.5 | 294.1 | 288.1 | 130.5 | 0
7:00 | -4 | 120.3 | 0 | 0 | 275.5 | 294.1 | 288.1 | 129.3 | 0
8:00 | 3.3 | 132.2 | 0 | 5.1 | 275.7 | 296 | 289.2 | 0 | 0
9:00 | 9.3 | 144.9 | 0 | 20.2 | 276.1 | 295.8 | 289.7 | 1.6 | 0
10:00 | 13.6 | 158.4 | 0 | 34.6 | 276.5 | 295.7 | 289.8 | 1.7 | 0
11:00 | 15.9 | 172.7 | 0 | 40.5 | 276.7 | 296.2 | 290.1 | 1.8 | 0
noon | 15.9 | -172.7 | 0 | 42.7 | 277.2 | 295.7 | 290.4 | 2.3 | 0
13:00 | 13.6 | -158.4 | 0 | 38.1 | 277.6 | 295.8 | 290.5 | 1.7 | 0
14:00 | 9.3 | -144.9 | 0 | 26.7 | 277.5 | 295.9 | 290.1 | 1.3 | 0
15:00 | 3.3 | -132.2 | 0 | 13.2 | 277.3 | 295.8 | 289.8 | 1.5 | 0
16:00 | -4 | -120.3 | 0 | 0.6 | 277 | 296 | 289.6 | 0.5 | 0
17:00 | -12.3 | -108.9 | 0 | 0 | 276.8 | 296.1 | 289.8 | 1 | 0
18:00 | -21.1 | -97.6 | 0 | 0 | 276.5 | 295.8 | 289.5 | 0.8 | 0
19:00 | -30.2 | -85.8 | 0 | 0 | 276.3 | 296.1 | 289.8 | 0.5 | 0
20:00 | -39.2 | -72.7 | 0 | 0 | 276.1 | 295.9 | 289.4 | 1 | 0
21:00 | -47.5 | -57.1 | 0 | 0 | 276.1 | 295.7 | 289.4 | 1 | 0
22:00 | -54.2 | -37.6 | 0 | 0 | 276 | 295.9 | 289.5 | 0.7 | 0
23:00 | -58.1 | -13.3 | 0 | 0 | 275.9 | 296.1 | 289.5 | 0.5 | 0
February
| solar | solar | direct | diffuse | outdoor | indoor | window | heating | blinds
| altitude | azimuth | radiation | radiation | temp. | temp. | temp. | load | closed
| (degrees) | (degrees) | (W-h/m2) | (W-h/m2) | (K) | (K) | (K) | (W-h/m2) | (% time)
midnight | -50.4 | 11.4 | 0 | 0 | 275.4 | 294.1 | 288 | 116.9 | 0
1:00 | -46.9 | 33 | 0 | 0 | 275.3 | 294.1 | 288 | 111.5 | 0
2:00 | -40.8 | 51.4 | 0 | 0 | 275.2 | 294.1 | 288 | 115.6 | 0
3:00 | -32.9 | 66.9 | 0 | 0 | 275.2 | 294.1 | 288 | 122.2 | 0
4:00 | -24.2 | 80.2 | 0 | 0 | 275.2 | 294.1 | 288 | 124.2 | 0
5:00 | -15.1 | 92.3 | 0 | 0 | 275.1 | 294.1 | 287.9 | 128.8 | 0
6:00 | -6.1 | 104 | 0 | 0 | 275.1 | 294.1 | 287.9 | 128.6 | 0
7:00 | 2.4 | 115.9 | 0 | 2.3 | 275.1 | 294.1 | 288 | 132.2 | 0
8:00 | 10.1 | 128.3 | 0 | 20.6 | 275.5 | 296.2 | 289.7 | 0.1 | 0
9:00 | 16.5 | 141.8 | 0 | 40.4 | 276.1 | 295.8 | 290 | 2.4 | 0
10:00 | 21.2 | 156.4 | 0 | 55.1 | 276.7 | 296 | 290.3 | 2.3 | 0
11:00 | 23.7 | 172 | 0 | 60.6 | 277.3 | 295.9 | 290.5 | 2.7 | 0
noon | 23.7 | -172 | 0 | 65.1 | 277.9 | 296.2 | 290.6 | 2.3 | 0
13:00 | 21.2 | -156.4 | 0 | 57 | 278.4 | 295.9 | 290.7 | 2.2 | 0
14:00 | 16.5 | -141.8 | 0 | 53.5 | 278.5 | 295.7 | 291.1 | 2.2 | 0
15:00 | 10.1 | -128.3 | 0 | 36 | 278.3 | 295.8 | 290.5 | 1.6 | 0
16:00 | 2.4 | -115.9 | 0 | 14.5 | 277.7 | 295.7 | 290.2 | 1.6 | 0
17:00 | -6.1 | -104 | 0 | 0.3 | 277.1 | 295.8 | 289.9 | 0.8 | 0
18:00 | -15.1 | -92.3 | 0 | 0 | 276.7 | 295.9 | 289.6 | 0.7 | 0
19:00 | -24.2 | -80.2 | 0 | 0 | 276.3 | 296.1 | 289.6 | 0.7 | 0
20:00 | -32.9 | -66.9 | 0 | 0 | 276 | 295.9 | 289.5 | 1.2 | 0
21:00 | -40.8 | -51.4 | 0 | 0 | 275.7 | 296.1 | 289.6 | 0.4 | 0
22:00 | -46.9 | -33 | 0 | 0 | 275.5 | 296 | 289.3 | 0.7 | 0
23:00 | -50.4 | -11.4 | 0 | 0 | 275.4 | 296.1 | 289.6 | 0.5 | 0
March
| solar | solar | direct | diffuse | outdoor | indoor | window | heating | blinds
| altitude | azimuth | radiation | radiation | temp. | temp. | temp. | load | closed
| (degrees) | (degrees) | (W-h/m2) | (W-h/m2) | (K) | (K) | (K) | (W-h/m2) | (% time)
midnight | -39 | 9.6 | 0 | 0 | 276.9 | 294.1 | 288.5 | 128.6 | 0
1:00 | -36 | 28.2 | 0 | 0 | 276.8 | 294.1 | 288.5 | 132.6 | 0
2:00 | -30.6 | 45 | 0 | 0 | 276.7 | 294.1 | 288.4 | 136.8 | 0
3:00 | -23.4 | 59.7 | 0 | 0 | 276.5 | 294.1 | 288.4 | 129.3 | 0
4:00 | -15 | 72.9 | 0 | 0 | 276.3 | 294.1 | 288.3 | 130.6 | 0
5:00 | -6.1 | 85.2 | 0 | 0 | 276.4 | 294.1 | 288.3 | 125.4 | 0
6:00 | 2.9 | 97.1 | 0 | 4.1 | 276.6 | 294.1 | 288.4 | 117.8 | 0
7:00 | 11.8 | 109.3 | 0 | 24.9 | 276.9 | 294.1 | 288.8 | 114 | 0
8:00 | 20 | 122.4 | 0 | 48.1 | 277.4 | 296 | 290.3 | 1.1 | 0
9:00 | 27 | 136.9 | 0 | 66.7 | 278 | 296.1 | 290.6 | 1.9 | 0
10:00 | 32.2 | 153.1 | 0 | 85.8 | 278.8 | 296 | 291.2 | 2.2 | 0
11:00 | 35.1 | 170.8 | 0 | 100 | 279.8 | 296.1 | 291.7 | 2 | 0
noon | 35.1 | -170.8 | 0 | 101.7 | 280.5 | 295.9 | 292.1 | 2.1 | 0
13:00 | 32.2 | -153.1 | 0 | 93 | 281.2 | 296 | 292.3 | 1.4 | 0
14:00 | 27 | -136.9 | 0 | 79.8 | 281.5 | 295.7 | 292.2 | 1.8 | 0
15:00 | 20 | -122.4 | 0 | 58.9 | 281.4 | 296 | 291.8 | 1.2 | 0
16:00 | 11.8 | -109.3 | 0 | 34.5 | 280.9 | 296.1 | 291.3 | 1.5 | 0
17:00 | 2.9 | -97.1 | 0 | 15.4 | 280.1 | 296.2 | 290.8 | 1.2 | 0
18:00 | -6.1 | -85.2 | 0 | 0 | 279.4 | 296 | 290.5 | 0.9 | 0
19:00 | -15 | -72.9 | 0 | 0 | 278.7 | 295.9 | 290.1 | 0.8 | 0
20:00 | -23.4 | -59.7 | 0 | 0 | 278.2 | 296 | 290.3 | 0.9 | 0
21:00 | -30.6 | -45 | 0 | 0 | 277.8 | 296.2 | 290.1 | 0.8 | 0
22:00 | -36 | -28.2 | 0 | 0 | 277.3 | 296.3 | 290 | 0.9 | 0
23:00 | -39 | -9.6 | 0 | 0 | 277.1 | 296.1 | 289.8 | 0.8 | 0
April
| solar | solar | direct | diffuse | outdoor | indoor | window | heating | blinds
| altitude | azimuth | radiation | radiation | temp. | temp. | temp. | load | closed
| (degrees) | (degrees) | (W-h/m2) | (W-h/m2) | (K) | (K) | (K) | (W-h/m2) | (% time)
midnight | -27.1 | 8.3 | 0 | 0 | 278.5 | 294.1 | 289 | 105.9 | 0
1:00 | -24.5 | 24.4 | 0 | 0 | 278.2 | 294.1 | 288.9 | 104 | 0
2:00 | -19.7 | 39.5 | 0 | 0 | 278 | 294.1 | 288.9 | 105.7 | 0
3:00 | -13.1 | 53.3 | 0 | 0 | 277.7 | 294.1 | 288.8 | 107.7 | 0
4:00 | -5.2 | 66 | 0 | 0 | 277.4 | 294.1 | 288.7 | 106.7 | 0
5:00 | 3.4 | 78 | 3 | 8 | 277.6 | 294.1 | 288.8 | 105.4 | 0
6:00 | 12.4 | 89.8 | 0.4 | 33.9 | 278.1 | 294.1 | 289.2 | 108 | 0
7:00 | 21.5 | 102 | 0 | 60.7 | 278.8 | 294.1 | 289.8 | 103.9 | 0
8:00 | 30.1 | 115.3 | 0 | 79.7 | 279.5 | 295.7 | 291.6 | 1.8 | 0
9:00 | 37.7 | 130.6 | 0 | 102.3 | 280.6 | 296.1 | 291.9 | 2.2 | 0
10:00 | 43.7 | 148.5 | 0 | 121.4 | 281.5 | 296 | 292.4 | 2.2 | 0
11:00 | 47 | 169.1 | 0 | 133.9 | 282.5 | 296 | 293 | 2 | 0
noon | 47 | -169.1 | 0 | 135.6 | 283.5 | 296.1 | 293.4 | 1.5 | 0
13:00 | 43.7 | -148.5 | 0 | 127.4 | 284.2 | 295.8 | 293.4 | 1.3 | 0
14:00 | 37.7 | -130.6 | 0 | 116.3 | 284.7 | 296.1 | 293.5 | 1 | 0
15:00 | 30.1 | -115.3 | 0 | 86.8 | 285 | 295.8 | 293.5 | 1 | 0
16:00 | 21.5 | -102 | 0 | 66.8 | 284.7 | 295.9 | 293.1 | 0.8 | 0
17:00 | 12.4 | -89.8 | 0.5 | 41.3 | 283.9 | 295.9 | 292.5 | 0.9 | 0
18:00 | 3.4 | -78 | 12.3 | 16.4 | 283 | 295.9 | 291.9 | 1.1 | 0
19:00 | -5.2 | -66 | 0 | 0 | 282 | 296.1 | 291.4 | 0.6 | 0
20:00 | -13.1 | -53.3 | 0 | 0 | 281 | 295.9 | 290.8 | 0.8 | 0
21:00 | -19.7 | -39.5 | 0 | 0 | 280 | 295.9 | 290.7 | 0.8 | 0
22:00 | -24.5 | -24.4 | 0 | 0 | 279.3 | 295.8 | 290.4 | 1 | 0
23:00 | -27.1 | -8.3 | 0 | 0 | 278.6 | 295.9 | 290.5 | 0.9 | 0
May
| solar | solar | direct | diffuse | outdoor | indoor | window | heating | blinds
| altitude | azimuth | radiation | radiation | temp. | temp. | temp. | load | closed
| (degrees) | (degrees) | (W-h/m2) | (W-h/m2) | (K) | (K) | (K) | (W-h/m2) | (% time)
midnight | -17.9 | 7.4 | 0 | 0 | 281 | 294.1 | 289.8 | 76 | 0
1:00 | -15.5 | 22 | 0 | 0 | 280.8 | 294.1 | 289.7 | 76.7 | 0
2:00 | -11.1 | 35.8 | 0 | 0 | 280.5 | 294.1 | 289.7 | 77.1 | 0
3:00 | -5 | 48.7 | 0 | 0 | 280.2 | 294.1 | 289.5 | 75.8 | 0
4:00 | 2.4 | 60.8 | 12.8 | 10.9 | 280.2 | 294.1 | 289.8 | 77.4 | 0
5:00 | 10.7 | 72.3 | 41.5 | 40.6 | 280.5 | 294.1 | 290.5 | 75.6 | 0
6:00 | 19.6 | 83.7 | 18 | 62.9 | 280.9 | 294.1 | 290.6 | 75.7 | 0
7:00 | 28.7 | 95.6 | 0 | 84.8 | 281.8 | 294.1 | 291 | 66.8 | 0
8:00 | 37.6 | 108.8 | 0 | 101.3 | 282.7 | 296.6 | 292.4 | 0.8 | 0
9:00 | 45.8 | 124.4 | 0 | 131.7 | 283.7 | 295.9 | 293.3 | 1.2 | 0
10:00 | 52.4 | 143.6 | 0 | 145.9 | 284.8 | 296.3 | 293.9 | 0.9 | 0
11:00 | 56.2 | 167.2 | 0 | 152.2 | 285.8 | 296.3 | 294.6 | 0.5 | 0
noon | 56.2 | -167.2 | 0 | 145.7 | 286.8 | 296.1 | 294.6 | 0.6 | 0
13:00 | 52.4 | -143.6 | 0 | 137.1 | 287.6 | 296.4 | 294.9 | 0.4 | 0
14:00 | 45.8 | -124.4 | 0 | 134.2 | 288 | 296.2 | 295.1 | 0.5 | 0
15:00 | 37.6 | -108.8 | 0 | 116.3 | 288 | 296.5 | 294.7 | 0.3 | 0
16:00 | 28.7 | -95.6 | 0 | 97.6 | 287.9 | 296.1 | 294.6 | 0.3 | 0
17:00 | 19.6 | -83.7 | 19 | 74.3 | 287.3 | 296.2 | 294 | 0.3 | 0
18:00 | 10.7 | -72.3 | 47.9 | 48.7 | 286.3 | 296.1 | 293.9 | 0.2 | 0
19:00 | 2.4 | -60.8 | 25.2 | 18.1 | 285.1 | 296.1 | 293.1 | 0.3 | 0
20:00 | -5 | -48.7 | 0 | 0 | 284 | 296.1 | 291.9 | 0.2 | 0
21:00 | -11.1 | -35.8 | 0 | 0 | 283.1 | 295.9 | 291.6 | 0.4 | 0
22:00 | -15.5 | -22 | 0 | 0 | 282.3 | 296.1 | 291.5 | 0.4 | 0
23:00 | -17.9 | -7.4 | 0 | 0 | 281.5 | 295.8 | 291.3 | 0.6 | 0
June
| solar | solar | direct | diffuse | outdoor | indoor | window | heating | blinds
| altitude | azimuth | radiation | radiation | temp. | temp. | temp. | load | closed
| (degrees) | (degrees) | (W-h/m2) | (W-h/m2) | (K) | (K) | (K) | (W-h/m2) | (% time)
midnight | -13.8 | 7 | 0 | 0 | 284.5 | 294.1 | 290.9 | 42.9 | 0
1:00 | -11.6 | 21 | 0 | 0 | 284.2 | 294.1 | 290.9 | 42 | 0
2:00 | -7.3 | 34.3 | 0 | 0 | 283.9 | 294.1 | 290.7 | 38.8 | 0
3:00 | -1.4 | 46.7 | 0 | 0 | 283.6 | 294.1 | 290.6 | 37.7 | 0
4:00 | 5.8 | 58.4 | 47 | 27.4 | 283.7 | 294.2 | 291.6 | 38.4 | 0
5:00 | 14 | 69.7 | 54.6 | 52.4 | 284.2 | 294.3 | 292.1 | 37.9 | 0
6:00 | 22.8 | 80.8 | 26.7 | 76.8 | 284.6 | 294.3 | 292.1 | 38.6 | 0
7:00 | 31.9 | 92.5 | 0 | 90.6 | 285.2 | 294.4 | 292.4 | 37.5 | 0
8:00 | 40.9 | 105.5 | 0 | 104.6 | 286.2 | 296.2 | 293.9 | 0.3 | 0
9:00 | 49.2 | 121 | 0 | 130.5 | 287.2 | 296.6 | 294.7 | 0.2 | 0
10:00 | 56.1 | 140.8 | 0 | 140.9 | 288.1 | 296.3 | 295.2 | 0.2 | 0
11:00 | 60.2 | 166 | 0 | 149.1 | 289.1 | 296.9 | 295.9 | 0.2 | 0
noon | 60.2 | -166 | 0 | 150.4 | 290 | 297.5 | 296.6 | 0.1 | 0
13:00 | 56.1 | -140.8 | 0 | 149.6 | 290.6 | 297.7 | 296.9 | 0 | 0
14:00 | 49.2 | -121 | 0 | 133.5 | 291 | 297.5 | 296.8 | 0 | 0
15:00 | 40.9 | -105.5 | 0 | 111.8 | 291.1 | 297.6 | 296.5 | 0 | 0
16:00 | 31.9 | -92.5 | 0 | 113.1 | 290.9 | 297.3 | 296.2 | 0 | 0
17:00 | 22.8 | -80.8 | 25.1 | 93.4 | 290.2 | 297.2 | 296 | 0.2 | 0
18:00 | 14 | -69.7 | 50.8 | 67.2 | 289.3 | 296.8 | 295.4 | 0.2 | 0
19:00 | 5.8 | -58.4 | 47.8 | 41 | 288.3 | 296.4 | 294.9 | 0.3 | 0
20:00 | -1.4 | -46.7 | 0 | 0 | 287.4 | 296.1 | 293.2 | 0.1 | 0
21:00 | -7.3 | -34.3 | 0 | 0 | 286.4 | 296.1 | 292.8 | 0.1 | 0
22:00 | -11.6 | -21 | 0 | 0 | 285.7 | 295.9 | 292.4 | 0.3 | 0
23:00 | -13.8 | -7 | 0 | 0 | 284.8 | 295.9 | 292.3 | 0.3 | 0
July
| solar | solar | direct | diffuse | outdoor | indoor | window | heating | blinds
| altitude | azimuth | radiation | radiation | temp. | temp. | temp. | load | closed
| (degrees) | (degrees) | (W-h/m2) | (W-h/m2) | (K) | (K) | (K) | (W-h/m2) | (% time)
midnight | -15.9 | 7.2 | 0 | 0 | 286.4 | 294.8 | 292.1 | 15.9 | 0
1:00 | -13.7 | 21.5 | 0 | 0 | 286.1 | 294.3 | 291.6 | 19.6 | 0
2:00 | -9.3 | 35.1 | 0 | 0 | 285.6 | 294.1 | 291.3 | 20 | 0
3:00 | -3.3 | 47.8 | 0 | 0 | 285.3 | 294.1 | 291.2 | 18.5 | 0
4:00 | 4 | 59.7 | 7.4 | 13.9 | 285.5 | 294.2 | 291.6 | 19.3 | 0
5:00 | 12.3 | 71 | 22.1 | 43.4 | 285.8 | 294.8 | 292.5 | 16.4 | 0
6:00 | 21.1 | 82.3 | 12.9 | 72.5 | 286.4 | 295.4 | 293.2 | 16.5 | 0
7:00 | 30.2 | 94.1 | 0 | 90.2 | 286.8 | 295.8 | 293.8 | 14.3 | 0
8:00 | 39.2 | 107.3 | 0 | 107.5 | 287.6 | 296.9 | 295 | 0.1 | 0
9:00 | 47.4 | 122.8 | 0 | 130 | 288.7 | 297.1 | 295.5 | 0 | 0
10:00 | 54.2 | 142.4 | 0 | 152.9 | 289.7 | 297.4 | 296.4 | 0 | 0
11:00 | 58.1 | 166.6 | 0 | 166.1 | 290.7 | 297.7 | 297 | 0 | 0
noon | 58.1 | -166.6 | 0 | 174.3 | 291.7 | 297.7 | 297.5 | 0 | 0
13:00 | 54.2 | -142.4 | 0 | 161.4 | 292.5 | 298.1 | 297.9 | 0 | 0
14:00 | 47.4 | -122.8 | 0 | 145.3 | 292.9 | 297.5 | 297.6 | 0 | 0
15:00 | 39.2 | -107.3 | 0 | 120.5 | 293 | 297.6 | 297.2 | 0 | 0
16:00 | 30.2 | -94.1 | 0 | 114.7 | 292.8 | 297.5 | 297.2 | 0 | 0
17:00 | 21.1 | -82.3 | 18.9 | 91.1 | 292.4 | 297.4 | 296.9 | 0 | 0
18:00 | 12.3 | -71 | 59.5 | 68.5 | 291.5 | 297.7 | 296.8 | 0 | 0
19:00 | 4 | -59.7 | 57.7 | 35.1 | 290.4 | 297.4 | 296.2 | 0 | 0
20:00 | -3.3 | -47.8 | 0 | 0 | 289.3 | 297.2 | 294.4 | 0 | 0
21:00 | -9.3 | -35.1 | 0 | 0 | 288.4 | 297.3 | 294.2 | 0 | 0
22:00 | -13.7 | -21.5 | 0 | 0 | 287.5 | 297.1 | 294 | 0 | 0
23:00 | -15.9 | -7.2 | 0 | 0 | 286.8 | 297 | 293.6 | 0 | 0
August
| solar | solar | direct | diffuse | outdoor | indoor | window | heating | blinds
| altitude | azimuth | radiation | radiation | temp. | temp. | temp. | load | closed
| (degrees) | (degrees) | (W-h/m2) | (W-h/m2) | (K) | (K) | (K) | (W-h/m2) | (% time)
midnight | -23.7 | 7.9 | 0 | 0 | 286.4 | 294.5 | 291.9 | 14.1 | 0
1:00 | -21.3 | 23.5 | 0 | 0 | 286 | 294.3 | 291.6 | 15.5 | 0
2:00 | -16.6 | 38.1 | 0 | 0 | 285.9 | 294.2 | 291.4 | 17.2 | 0
3:00 | -10.1 | 51.6 | 0 | 0 | 285.4 | 294.1 | 291.2 | 18.4 | 0
4:00 | -2.4 | 64.1 | 0 | 0 | 285.1 | 294.1 | 291.1 | 20.7 | 0
5:00 | 6 | 75.9 | 12.7 | 19 | 285.3 | 294.4 | 291.6 | 19.2 | 0
6:00 | 15.1 | 87.6 | 5.8 | 45.6 | 285.9 | 294.8 | 292.3 | 17.8 | 0
7:00 | 24.2 | 99.7 | 0 | 76 | 286.5 | 295.4 | 293.3 | 17.7 | 0
8:00 | 32.9 | 113.1 | 0 | 96.4 | 287.3 | 296.8 | 294.7 | 0 | 0
9:00 | 40.7 | 128.5 | 0 | 119 | 288.2 | 297.2 | 295.3 | 0 | 0
10:00 | 46.9 | 146.9 | 0 | 144.3 | 289.3 | 296.9 | 295.9 | 0 | 0
11:00 | 50.3 | 168.5 | 0 | 156.9 | 290.4 | 297.3 | 296.5 | 0 | 0
noon | 50.3 | -168.5 | 0 | 169.1 | 291.3 | 297.5 | 297.1 | 0 | 0
13:00 | 46.9 | -146.9 | 0 | 150.2 | 292 | 297.7 | 297.4 | 0 | 0
14:00 | 40.7 | -128.5 | 0 | 130.8 | 292.5 | 297.6 | 297.3 | 0 | 0
15:00 | 32.9 | -113.1 | 0 | 103.7 | 292.6 | 297.8 | 297.1 | 0 | 0
16:00 | 24.2 | -99.7 | 0 | 76.7 | 292.2 | 297.6 | 296.6 | 0 | 0
17:00 | 15.1 | -87.6 | 6.3 | 56.4 | 291.7 | 297.4 | 296.2 | 0 | 0
18:00 | 6 | -75.9 | 24.9 | 35.1 | 290.9 | 297.2 | 295.8 | 0 | 0
19:00 | -2.4 | -64.1 | 0 | 6 | 289.9 | 297.1 | 294.7 | 0 | 0
20:00 | -10.1 | -51.6 | 0 | 0 | 289 | 297.1 | 294.4 | 0 | 0
21:00 | -16.6 | -38.1 | 0 | 0 | 288.1 | 297.1 | 294 | 0 | 0
22:00 | -21.3 | -23.5 | 0 | 0 | 287.3 | 296.8 | 293.6 | 0 | 0
23:00 | -23.7 | -7.9 | 0 | 0 | 286.6 | 296.6 | 293.5 | 0 | 0
September
| solar | solar | direct | diffuse | outdoor | indoor | window | heating | blinds
| altitude | azimuth | radiation | radiation | temp. | temp. | temp. | load | closed
| (degrees) | (degrees) | (W-h/m2) | (W-h/m2) | (K) | (K) | (K) | (W-h/m2) | (% time)
midnight | -35.1 | 9.1 | 0 | 0 | 284.9 | 294.6 | 291.5 | 42.6 | 0
1:00 | -32.3 | 26.9 | 0 | 0 | 284.8 | 294.4 | 291.2 | 43 | 0
2:00 | -27.1 | 43.1 | 0 | 0 | 284.5 | 294.2 | 291 | 42.5 | 0
3:00 | -20 | 57.5 | 0 | 0 | 284.3 | 294.2 | 290.9 | 42 | 0
4:00 | -11.8 | 70.6 | 0 | 0 | 284.1 | 294.1 | 290.8 | 42.7 | 0
5:00 | -3 | 82.8 | 0 | 0.3 | 284 | 294.1 | 290.8 | 44.8 | 0
6:00 | 6 | 94.7 | 0 | 19.9 | 284.3 | 294.2 | 291.1 | 42.3 | 0
7:00 | 15 | 107 | 0 | 44.4 | 284.7 | 294.6 | 291.8 | 37.2 | 0
8:00 | 23.3 | 120.2 | 0 | 67.9 | 285.4 | 297 | 293.7 | 0.3 | 0
9:00 | 30.6 | 135 | 0 | 89.9 | 286.1 | 297 | 294.4 | 0.6 | 0
10:00 | 36 | 151.7 | 0 | 104.9 | 286.8 | 297 | 294.6 | 0.3 | 0
11:00 | 39 | 170.3 | 0 | 105.9 | 287.6 | 296.9 | 294.9 | 0.3 | 0
noon | 39 | -170.3 | 0 | 104.9 | 288.3 | 297 | 295.2 | 0.2 | 0
13:00 | 36 | -151.7 | 0 | 101.4 | 288.9 | 297.3 | 295.5 | 0.1 | 0
14:00 | 30.6 | -135 | 0 | 92.6 | 289.4 | 297 | 295.6 | 0.2 | 0
15:00 | 23.3 | -120.2 | 0 | 73.2 | 289.5 | 296.8 | 295.6 | 0.2 | 0
16:00 | 15 | -107 | 0 | 44.6 | 289.3 | 297 | 294.9 | 0 | 0
17:00 | 6 | -94.7 | 0 | 23.9 | 288.6 | 296.8 | 294.4 | 0.1 | 0
18:00 | -3 | -82.8 | 0 | 2.4 | 287.8 | 296.8 | 294 | 0.1 | 0
19:00 | -11.8 | -70.6 | 0 | 0 | 287.1 | 296.7 | 293.6 | 0.2 | 0
20:00 | -20 | -57.5 | 0 | 0 | 286.5 | 296.6 | 293.3 | 0.3 | 0
21:00 | -27.1 | -43.1 | 0 | 0 | 285.9 | 296.6 | 293.1 | 0.4 | 0
22:00 | -32.3 | -26.9 | 0 | 0 | 285.3 | 296.8 | 293 | 0.2 | 0
23:00 | -35.1 | -9.1 | 0 | 0 | 285 | 296.7 | 292.8 | 0.2 | 0
October
| solar | solar | direct | diffuse | outdoor | indoor | window | heating | blinds
| altitude | azimuth | radiation | radiation | temp. | temp. | temp. | load | closed
| (degrees) | (degrees) | (W-h/m2) | (W-h/m2) | (K) | (K) | (K) | (W-h/m2) | (% time)
midnight | -47 | 10.8 | 0 | 0 | 282.1 | 294.1 | 290.2 | 58.4 | 0
1:00 | -43.7 | 31.4 | 0 | 0 | 282.1 | 294.1 | 290.2 | 57.5 | 0
2:00 | -37.8 | 49.3 | 0 | 0 | 282 | 294.1 | 290.1 | 58.9 | 0
3:00 | -30.1 | 64.6 | 0 | 0 | 281.8 | 294.1 | 290.1 | 59.9 | 0
4:00 | -21.5 | 78 | 0 | 0 | 281.8 | 294.1 | 290.1 | 61.3 | 0
5:00 | -12.4 | 90.2 | 0 | 0 | 281.7 | 294.1 | 290 | 66.1 | 0
6:00 | -3.4 | 102 | 0 | 0.8 | 281.8 | 294.1 | 290.1 | 66.8 | 0
7:00 | 5.2 | 114 | 0 | 16.8 | 282.2 | 294.1 | 290.4 | 65.1 | 0
8:00 | 13 | 126.6 | 0 | 37.6 | 282.6 | 296 | 292.2 | 0.5 | 0
9:00 | 19.7 | 140.4 | 0 | 61.3 | 283.3 | 296.2 | 292.6 | 0.9 | 0
10:00 | 24.5 | 155.5 | 0 | 70.4 | 283.9 | 296.2 | 292.9 | 0.8 | 0
11:00 | 27.1 | 171.7 | 0 | 81.3 | 284.6 | 296.4 | 293.1 | 0.8 | 0
noon | 27.1 | -171.7 | 0 | 79 | 285.1 | 296.3 | 293.2 | 0.8 | 0
13:00 | 24.5 | -155.5 | 0 | 65.6 | 285.4 | 296.3 | 293.1 | 0.6 | 0
14:00 | 19.7 | -140.4 | 0 | 49.7 | 285.5 | 295.7 | 293.3 | 0.7 | 0
15:00 | 13 | -126.6 | 0 | 33.4 | 285.3 | 296.4 | 292.9 | 0.3 | 0
16:00 | 5.2 | -114 | 0 | 14.6 | 284.7 | 296.1 | 292.6 | 0.4 | 0
17:00 | -3.4 | -102 | 0 | 0.4 | 284.1 | 295.9 | 292.2 | 0.4 | 0
18:00 | -12.4 | -90.2 | 0 | 0 | 283.5 | 296 | 292.1 | 0.5 | 0
19:00 | -21.5 | -78 | 0 | 0 | 283.1 | 296 | 291.9 | 0.3 | 0
20:00 | -30.1 | -64.6 | 0 | 0 | 282.8 | 295.9 | 291.6 | 0.4 | 0
21:00 | -37.8 | -49.3 | 0 | 0 | 282.5 | 295.8 | 291.6 | 0.3 | 0
22:00 | -43.7 | -31.4 | 0 | 0 | 282.4 | 296 | 291.6 | 0.4 | 0
23:00 | -47 | -10.8 | 0 | 0 | 282.2 | 296.1 | 291.6 | 0.5 | 0
November
| solar | solar | direct | diffuse | outdoor | indoor | window | heating | blinds
| altitude | azimuth | radiation | radiation | temp. | temp. | temp. | load | closed
| (degrees) | (degrees) | (W-h/m2) | (W-h/m2) | (K) | (K) | (K) | (W-h/m2) | (% time)
midnight | -56.2 | 12.8 | 0 | 0 | 278.9 | 294.1 | 289.1 | 104.2 | 0
1:00 | -52.4 | 36.3 | 0 | 0 | 278.8 | 294.1 | 289.1 | 104.8 | 0
2:00 | -45.8 | 55.6 | 0 | 0 | 278.6 | 294.1 | 289.1 | 111 | 0
3:00 | -37.7 | 71.1 | 0 | 0 | 278.5 | 294.1 | 289 | 107.4 | 0
4:00 | -28.8 | 84.3 | 0 | 0 | 278.4 | 294.1 | 289 | 103.3 | 0
5:00 | -19.7 | 96.2 | 0 | 0 | 278.4 | 294.1 | 289 | 106.8 | 0
6:00 | -10.7 | 107.7 | 0 | 0 | 278.3 | 294.1 | 289 | 107.1 | 0
7:00 | -2.4 | 119.2 | 0 | 1 | 278.2 | 294.1 | 288.9 | 107.7 | 0
8:00 | 5 | 131.2 | 0 | 16 | 278.4 | 295.8 | 290.6 | 0.1 | 0
9:00 | 11.1 | 144.1 | 0 | 30.1 | 278.8 | 295.8 | 290.5 | 1.6 | 0
10:00 | 15.5 | 157.9 | 0 | 45.9 | 279.2 | 295.6 | 290.9 | 1.7 | 0
11:00 | 17.8 | 172.5 | 0 | 57.8 | 279.7 | 295.8 | 291.2 | 1.6 | 0
noon | 17.8 | -172.5 | 0 | 55.3 | 280.1 | 295.8 | 291.3 | 1.4 | 0
13:00 | 15.5 | -157.9 | 0 | 47.3 | 280.3 | 295.9 | 291.3 | 1.5 | 0
14:00 | 11.1 | -144.1 | 0 | 30.2 | 280.4 | 295.7 | 291.3 | 1.3 | 0
15:00 | 5 | -131.2 | 0 | 12.9 | 280.2 | 296.1 | 291 | 0.7 | 0
16:00 | -2.4 | -119.2 | 0 | 0 | 280 | 296.3 | 290.8 | 0.5 | 0
17:00 | -10.7 | -107.7 | 0 | 0 | 279.7 | 295.7 | 290.7 | 0.8 | 0
18:00 | -19.7 | -96.2 | 0 | 0 | 279.6 | 296 | 290.7 | 0.5 | 0
19:00 | -28.8 | -84.3 | 0 | 0 | 279.4 | 296 | 290.7 | 0.5 | 0
20:00 | -37.7 | -71.1 | 0 | 0 | 279.4 | 295.6 | 290.4 | 0.9 | 0
21:00 | -45.8 | -55.6 | 0 | 0 | 279.2 | 295.6 | 290.5 | 0.5 | 0
22:00 | -52.4 | -36.3 | 0 | 0 | 279 | 296.1 | 290.6 | 0.2 | 0
23:00 | -56.2 | -12.8 | 0 | 0 | 278.8 | 295.9 | 290.4 | 0.7 | 0
December
| solar | solar | direct | diffuse | outdoor | indoor | window | heating | blinds
| altitude | azimuth | radiation | radiation | temp. | temp. | temp. | load | closed
| (degrees) | (degrees) | (W-h/m2) | (W-h/m2) | (K) | (K) | (K) | (W-h/m2) | (% time)
midnight | -60.2 | 13.9 | 0 | 0 | 276.9 | 294.1 | 288.5 | 109.2 | 0
1:00 | -56.1 | 39.1 | 0 | 0 | 276.8 | 294.1 | 288.5 | 113 | 0
2:00 | -49.2 | 58.9 | 0 | 0 | 276.8 | 294.1 | 288.5 | 113.3 | 0
3:00 | -40.9 | 74.4 | 0 | 0 | 276.8 | 294.1 | 288.5 | 113.3 | 0
4:00 | -31.9 | 87.4 | 0 | 0 | 276.9 | 294.1 | 288.5 | 110.7 | 0
5:00 | -22.8 | 99.1 | 0 | 0 | 277 | 294.1 | 288.5 | 113.7 | 0
6:00 | -14 | 110.2 | 0 | 0 | 276.9 | 294.1 | 288.5 | 110.8 | 0
7:00 | -5.8 | 121.5 | 0 | 0 | 276.9 | 294.1 | 288.5 | 108.1 | 0
8:00 | 1.4 | 133.2 | 0 | 1.8 | 277.1 | 296 | 289.6 | 0 | 0
9:00 | 7.3 | 145.7 | 0 | 14.9 | 277.3 | 295.9 | 290 | 1.2 | 0
10:00 | 11.6 | 158.9 | 0 | 28.6 | 277.7 | 296.3 | 290.2 | 1.4 | 0
11:00 | 13.8 | 172.9 | 0 | 36.8 | 277.9 | 295.9 | 290.5 | 1.8 | 0
noon | 13.8 | -172.9 | 0 | 37.9 | 278.2 | 295.6 | 290.7 | 2 | 0
13:00 | 11.6 | -158.9 | 0 | 29 | 278.4 | 295.9 | 290.5 | 1.2 | 0
14:00 | 7.3 | -145.7 | 0 | 18.1 | 278.3 | 295.9 | 290.3 | 1.2 | 0
15:00 | 1.4 | -133.2 | 0 | 4.7 | 278.2 | 295.8 | 290.1 | 1 | 0
16:00 | -5.8 | -121.5 | 0 | 0 | 277.8 | 295.9 | 290.1 | 0.9 | 0
17:00 | -14 | -110.2 | 0 | 0 | 277.7 | 295.9 | 289.8 | 0.7 | 0
18:00 | -22.8 | -99.1 | 0 | 0 | 277.5 | 295.9 | 289.9 | 0.7 | 0
19:00 | -31.9 | -87.4 | 0 | 0 | 277.5 | 295.8 | 289.8 | 1.2 | 0
20:00 | -40.9 | -74.4 | 0 | 0 | 277.3 | 296.2 | 289.9 | 0.3 | 0
21:00 | -49.2 | -58.9 | 0 | 0 | 277.1 | 295.6 | 289.8 | 1.1 | 0
22:00 | -56.1 | -39.1 | 0 | 0 | 277.1 | 295.7 | 289.6 | 0.6 | 0
23:00 | -60.2 | -13.9 | 0 | 0 | 277 | 295.8 | 290 | 0.5 | 0

## Sheet73
Scenario Two (yellow)
Tue Dec 03 2019 23:34:26 GMT+0000 (Greenwich Mean Time)
Setup Information:
Building
Location | UK - London
Building length, side A | N/A
Building length, side B | N/A
Simulation Type
Simulation Type | one_sided
Window Description
Typology | dgu_nb
Glazing Type | clear
Window Area | 73%
Wall Description
Insulation R-Value | 99999999.9 m2-K/W
Occupancy
Type | Low-rise Residential
Occupancy Load | 0.000 people per m2
Lighting Requirements | 400 lux
Equipment Load | 0.00 W/m2
Room Ventilation
Air Change Rate per Occupant | 15.0 liters / sec per person
Total Air Change Rate | 0.0 roomfuls per hour
Lighting Control
Lighting Control | lights do not respond to daylight: all lights fully on while building is occupied
Representative Room
Orientation | north
Room Depth | 27 m
Room Width | 5 m
Room Height | 2.2 m
Thermal Mass
Thermal Mass | none
Overhang
Overhang Depth | 0 m
Roof
Roof Type | adiabatic roof
Simulation Results:
Primary Energy Use and CO2 Emissions
| heating | cooling | lighting | total | CO2
| energy | energy | energy | energy | emissions
| (kWh/m2) | (kWh/m2) | (kWh/m2) | (kWh/m2) | (kg/m2)
January | 33.5 | 0 | 7.3 | 40.8 | 8.2
February | 28.1 | 0 | 6.6 | 34.7 | 6.9
March | 32.1 | 0 | 7.3 | 39.4 | 7.9
April | 26 | 0 | 7.1 | 33.1 | 6.6
May | 18.9 | 0 | 7.3 | 26.2 | 5.2
June | 9.5 | 0 | 7.1 | 16.6 | 3.3
July | 4.3 | 0 | 7.3 | 11.6 | 2.3
August | 4.3 | 0 | 7.3 | 11.6 | 2.3
September | 10.2 | 0 | 7.1 | 17.3 | 3.5
October | 15.6 | 0 | 7.3 | 22.9 | 4.6
November | 26 | 0 | 7.1 | 33.1 | 6.6
December | 28.1 | 0 | 7.3 | 35.4 | 7.1
Total | 236.6 | 0 | 86.1 | 322.7 | 64.5 | yearly energy
January
| solar | solar | direct | diffuse | outdoor | indoor | window | heating | blinds
| altitude | azimuth | radiation | radiation | temp. | temp. | temp. | load | closed
| (degrees) | (degrees) | (W-h/m2) | (W-h/m2) | (K) | (K) | (K) | (W-h/m2) | (% time)
midnight | -58.1 | 13.3 | 0 | 0 | 275.9 | 294.1 | 288.2 | 136.6 | 0
1:00 | -54.2 | 37.6 | 0 | 0 | 275.8 | 294.1 | 288.2 | 136 | 0
2:00 | -47.5 | 57.1 | 0 | 0 | 275.8 | 294.1 | 288.2 | 134.4 | 0
3:00 | -39.2 | 72.7 | 0 | 0 | 275.7 | 294.1 | 288.1 | 130.3 | 0
4:00 | -30.2 | 85.8 | 0 | 0 | 275.6 | 294.1 | 288.1 | 133 | 0
5:00 | -21.1 | 97.6 | 0 | 0 | 275.6 | 294.1 | 288.1 | 132.8 | 0
6:00 | -12.3 | 108.9 | 0 | 0 | 275.5 | 294.1 | 288.1 | 130.5 | 0
7:00 | -4 | 120.3 | 0 | 0 | 275.5 | 294.1 | 288.1 | 129.4 | 0
8:00 | 3.3 | 132.2 | 0 | 5.1 | 275.7 | 295.9 | 289.1 | 0 | 0
9:00 | 9.3 | 144.9 | 0 | 20.2 | 276.1 | 295.8 | 289.6 | 1.5 | 0
10:00 | 13.6 | 158.4 | 0 | 34.6 | 276.5 | 295.8 | 289.9 | 1.7 | 0
11:00 | 15.9 | 172.7 | 0 | 40.5 | 276.7 | 296.2 | 290 | 1.9 | 0
noon | 15.9 | -172.7 | 0 | 42.7 | 277.2 | 295.9 | 290.4 | 2.1 | 0
13:00 | 13.6 | -158.4 | 0 | 38.1 | 277.6 | 295.9 | 290.4 | 1.8 | 0
14:00 | 9.3 | -144.9 | 0 | 26.7 | 277.5 | 296 | 290.2 | 1.4 | 0
15:00 | 3.3 | -132.2 | 0 | 13.2 | 277.3 | 295.9 | 289.9 | 1.4 | 0
16:00 | -4 | -120.3 | 0 | 0.6 | 277 | 295.8 | 289.7 | 0.6 | 0
17:00 | -12.3 | -108.9 | 0 | 0 | 276.8 | 295.9 | 289.6 | 0.8 | 0
18:00 | -21.1 | -97.6 | 0 | 0 | 276.5 | 295.7 | 289.8 | 1.1 | 0
19:00 | -30.2 | -85.8 | 0 | 0 | 276.3 | 295.9 | 289.5 | 0.4 | 0
20:00 | -39.2 | -72.7 | 0 | 0 | 276.1 | 296.2 | 289.6 | 0.6 | 0
21:00 | -47.5 | -57.1 | 0 | 0 | 276.1 | 296 | 289.5 | 0.6 | 0
22:00 | -54.2 | -37.6 | 0 | 0 | 276 | 295.7 | 289.4 | 1.1 | 0
23:00 | -58.1 | -13.3 | 0 | 0 | 275.9 | 295.9 | 289.3 | 0.7 | 0
February
| solar | solar | direct | diffuse | outdoor | indoor | window | heating | blinds
| altitude | azimuth | radiation | radiation | temp. | temp. | temp. | load | closed
| (degrees) | (degrees) | (W-h/m2) | (W-h/m2) | (K) | (K) | (K) | (W-h/m2) | (% time)
midnight | -50.4 | 11.4 | 0 | 0 | 275.4 | 294.1 | 288 | 116.9 | 0
1:00 | -46.9 | 33 | 0 | 0 | 275.3 | 294.1 | 288 | 111.5 | 0
2:00 | -40.8 | 51.4 | 0 | 0 | 275.2 | 294.1 | 288 | 115.7 | 0
3:00 | -32.9 | 66.9 | 0 | 0 | 275.2 | 294.1 | 288 | 122.2 | 0
4:00 | -24.2 | 80.2 | 0 | 0 | 275.2 | 294.1 | 288 | 124.2 | 0
5:00 | -15.1 | 92.3 | 0 | 0 | 275.1 | 294.1 | 287.9 | 128.9 | 0
6:00 | -6.1 | 104 | 0 | 0 | 275.1 | 294.1 | 287.9 | 128.7 | 0
7:00 | 2.4 | 115.9 | 0 | 2.3 | 275.1 | 294.1 | 288 | 132.3 | 0
8:00 | 10.1 | 128.3 | 0 | 20.6 | 275.5 | 296.4 | 289.6 | 0.1 | 0
9:00 | 16.5 | 141.8 | 0 | 40.4 | 276.1 | 295.7 | 290 | 2.5 | 0
10:00 | 21.2 | 156.4 | 0 | 55.1 | 276.7 | 296 | 290.2 | 2.3 | 0
11:00 | 23.7 | 172 | 0 | 60.6 | 277.3 | 295.7 | 290.5 | 2.7 | 0
noon | 23.7 | -172 | 0 | 65.1 | 277.9 | 296.2 | 290.7 | 2.3 | 0
13:00 | 21.2 | -156.4 | 0 | 57 | 278.4 | 296.2 | 290.7 | 2 | 0
14:00 | 16.5 | -141.8 | 0 | 53.5 | 278.5 | 295.6 | 290.8 | 2.4 | 0
15:00 | 10.1 | -128.3 | 0 | 36 | 278.3 | 295.9 | 290.4 | 1.5 | 0
16:00 | 2.4 | -115.9 | 0 | 14.5 | 277.7 | 295.7 | 290.1 | 1.7 | 0
17:00 | -6.1 | -104 | 0 | 0.3 | 277.1 | 295.7 | 289.8 | 0.6 | 0
18:00 | -15.1 | -92.3 | 0 | 0 | 276.7 | 295.9 | 289.7 | 0.7 | 0
19:00 | -24.2 | -80.2 | 0 | 0 | 276.3 | 296 | 289.6 | 0.7 | 0
20:00 | -32.9 | -66.9 | 0 | 0 | 276 | 296 | 289.4 | 0.9 | 0
21:00 | -40.8 | -51.4 | 0 | 0 | 275.7 | 295.8 | 289.3 | 1 | 0
22:00 | -46.9 | -33 | 0 | 0 | 275.5 | 296.2 | 289.4 | 0.3 | 0
23:00 | -50.4 | -11.4 | 0 | 0 | 275.4 | 296 | 289.3 | 0.7 | 0
March
| solar | solar | direct | diffuse | outdoor | indoor | window | heating | blinds
| altitude | azimuth | radiation | radiation | temp. | temp. | temp. | load | closed
| (degrees) | (degrees) | (W-h/m2) | (W-h/m2) | (K) | (K) | (K) | (W-h/m2) | (% time)
midnight | -39 | 9.6 | 0 | 0 | 276.9 | 294.1 | 288.5 | 128.7 | 0
1:00 | -36 | 28.2 | 0 | 0 | 276.8 | 294.1 | 288.5 | 132.6 | 0
2:00 | -30.6 | 45 | 0 | 0 | 276.7 | 294.1 | 288.4 | 136.8 | 0
3:00 | -23.4 | 59.7 | 0 | 0 | 276.5 | 294.1 | 288.4 | 129.3 | 0
4:00 | -15 | 72.9 | 0 | 0 | 276.3 | 294.1 | 288.3 | 130.6 | 0
5:00 | -6.1 | 85.2 | 0 | 0 | 276.4 | 294.1 | 288.3 | 125.4 | 0
6:00 | 2.9 | 97.1 | 0 | 4.1 | 276.6 | 294.1 | 288.4 | 117.8 | 0
7:00 | 11.8 | 109.3 | 0 | 24.9 | 276.9 | 294.1 | 288.8 | 114 | 0
8:00 | 20 | 122.4 | 0 | 48.1 | 277.4 | 296 | 290.2 | 1 | 0
9:00 | 27 | 136.9 | 0 | 66.7 | 278 | 296.1 | 290.6 | 1.9 | 0
10:00 | 32.2 | 153.1 | 0 | 85.8 | 278.8 | 296 | 291.2 | 2.2 | 0
11:00 | 35.1 | 170.8 | 0 | 100 | 279.8 | 296.1 | 291.7 | 2 | 0
noon | 35.1 | -170.8 | 0 | 101.7 | 280.5 | 295.8 | 292.2 | 2 | 0
13:00 | 32.2 | -153.1 | 0 | 93 | 281.2 | 296 | 292.2 | 1.4 | 0
14:00 | 27 | -136.9 | 0 | 79.8 | 281.5 | 295.7 | 292.3 | 1.8 | 0
15:00 | 20 | -122.4 | 0 | 58.9 | 281.4 | 296 | 291.8 | 1.2 | 0
16:00 | 11.8 | -109.3 | 0 | 34.5 | 280.9 | 296.1 | 291.4 | 1.3 | 0
17:00 | 2.9 | -97.1 | 0 | 15.4 | 280.1 | 296.2 | 290.9 | 1.3 | 0
18:00 | -6.1 | -85.2 | 0 | 0 | 279.4 | 296 | 290.5 | 0.8 | 0
19:00 | -15 | -72.9 | 0 | 0 | 278.7 | 295.9 | 290.2 | 0.8 | 0
20:00 | -23.4 | -59.7 | 0 | 0 | 278.2 | 295.9 | 290.3 | 0.9 | 0
21:00 | -30.6 | -45 | 0 | 0 | 277.8 | 296.1 | 290.1 | 0.9 | 0
22:00 | -36 | -28.2 | 0 | 0 | 277.3 | 295.9 | 290.1 | 0.9 | 0
23:00 | -39 | -9.6 | 0 | 0 | 277.1 | 295.9 | 289.8 | 0.7 | 0
April
| solar | solar | direct | diffuse | outdoor | indoor | window | heating | blinds
| altitude | azimuth | radiation | radiation | temp. | temp. | temp. | load | closed
| (degrees) | (degrees) | (W-h/m2) | (W-h/m2) | (K) | (K) | (K) | (W-h/m2) | (% time)
midnight | -27.1 | 8.3 | 0 | 0 | 278.5 | 294.1 | 289 | 106.1 | 0
1:00 | -24.5 | 24.4 | 0 | 0 | 278.2 | 294.1 | 288.9 | 104 | 0
2:00 | -19.7 | 39.5 | 0 | 0 | 278 | 294.1 | 288.9 | 105.7 | 0
3:00 | -13.1 | 53.3 | 0 | 0 | 277.7 | 294.1 | 288.8 | 107.7 | 0
4:00 | -5.2 | 66 | 0 | 0 | 277.4 | 294.1 | 288.7 | 106.7 | 0
5:00 | 3.4 | 78 | 3 | 8 | 277.6 | 294.1 | 288.8 | 105.4 | 0
6:00 | 12.4 | 89.8 | 0.4 | 33.9 | 278.1 | 294.1 | 289.2 | 108 | 0
7:00 | 21.5 | 102 | 0 | 60.7 | 278.8 | 294.1 | 289.8 | 103.9 | 0
8:00 | 30.1 | 115.3 | 0 | 79.7 | 279.5 | 295.8 | 291.6 | 1.8 | 0
9:00 | 37.7 | 130.6 | 0 | 102.3 | 280.6 | 296 | 291.9 | 2.4 | 0
10:00 | 43.7 | 148.5 | 0 | 121.4 | 281.5 | 296 | 292.5 | 2.2 | 0
11:00 | 47 | 169.1 | 0 | 133.9 | 282.5 | 295.9 | 293 | 2 | 0
noon | 47 | -169.1 | 0 | 135.6 | 283.5 | 296.2 | 293.5 | 1.5 | 0
13:00 | 43.7 | -148.5 | 0 | 127.4 | 284.2 | 295.8 | 293.5 | 1.4 | 0
14:00 | 37.7 | -130.6 | 0 | 116.3 | 284.7 | 296 | 293.5 | 1 | 0
15:00 | 30.1 | -115.3 | 0 | 86.8 | 285 | 295.8 | 293.3 | 1 | 0
16:00 | 21.5 | -102 | 0 | 66.8 | 284.7 | 295.7 | 293 | 0.8 | 0
17:00 | 12.4 | -89.8 | 0.5 | 41.3 | 283.9 | 295.8 | 292.6 | 0.9 | 0
18:00 | 3.4 | -78 | 12.3 | 16.4 | 283 | 295.8 | 291.9 | 0.9 | 0
19:00 | -5.2 | -66 | 0 | 0 | 282 | 295.8 | 291.5 | 0.6 | 0
20:00 | -13.1 | -53.3 | 0 | 0 | 281 | 295.8 | 291 | 0.7 | 0
21:00 | -19.7 | -39.5 | 0 | 0 | 280 | 296.2 | 290.8 | 0.6 | 0
22:00 | -24.5 | -24.4 | 0 | 0 | 279.3 | 295.7 | 290.4 | 1.2 | 0
23:00 | -27.1 | -8.3 | 0 | 0 | 278.6 | 295.7 | 290.4 | 0.9 | 0
May
| solar | solar | direct | diffuse | outdoor | indoor | window | heating | blinds
| altitude | azimuth | radiation | radiation | temp. | temp. | temp. | load | closed
| (degrees) | (degrees) | (W-h/m2) | (W-h/m2) | (K) | (K) | (K) | (W-h/m2) | (% time)
midnight | -17.9 | 7.4 | 0 | 0 | 281 | 294.1 | 289.8 | 76 | 0
1:00 | -15.5 | 22 | 0 | 0 | 280.8 | 294.1 | 289.7 | 76.7 | 0
2:00 | -11.1 | 35.8 | 0 | 0 | 280.5 | 294.1 | 289.7 | 77.2 | 0
3:00 | -5 | 48.7 | 0 | 0 | 280.2 | 294.1 | 289.5 | 75.8 | 0
4:00 | 2.4 | 60.8 | 12.8 | 10.9 | 280.2 | 294.1 | 289.8 | 77.4 | 0
5:00 | 10.7 | 72.3 | 41.5 | 40.6 | 280.5 | 294.1 | 290.5 | 75.6 | 0
6:00 | 19.6 | 83.7 | 18 | 62.9 | 280.9 | 294.1 | 290.6 | 75.7 | 0
7:00 | 28.7 | 95.6 | 0 | 84.8 | 281.8 | 294.1 | 291 | 66.8 | 0
8:00 | 37.6 | 108.8 | 0 | 101.3 | 282.7 | 296.4 | 292.5 | 0.8 | 0
9:00 | 45.8 | 124.4 | 0 | 131.7 | 283.7 | 296.1 | 293.3 | 1.2 | 0
10:00 | 52.4 | 143.6 | 0 | 145.9 | 284.8 | 296.1 | 293.9 | 1 | 0
11:00 | 56.2 | 167.2 | 0 | 152.2 | 285.8 | 296.1 | 294.5 | 0.5 | 0
noon | 56.2 | -167.2 | 0 | 145.7 | 286.8 | 295.9 | 294.6 | 0.6 | 0
13:00 | 52.4 | -143.6 | 0 | 137.1 | 287.6 | 296.5 | 294.8 | 0.3 | 0
14:00 | 45.8 | -124.4 | 0 | 134.2 | 288 | 296.3 | 295.1 | 0.5 | 0
15:00 | 37.6 | -108.8 | 0 | 116.3 | 288 | 296.2 | 294.7 | 0.3 | 0
16:00 | 28.7 | -95.6 | 0 | 97.6 | 287.9 | 296.4 | 294.5 | 0.3 | 0
17:00 | 19.6 | -83.7 | 19 | 74.3 | 287.3 | 296.3 | 294.2 | 0.3 | 0
18:00 | 10.7 | -72.3 | 47.9 | 48.7 | 286.3 | 296.1 | 293.9 | 0.3 | 0
19:00 | 2.4 | -60.8 | 25.2 | 18.1 | 285.1 | 296 | 293.1 | 0.3 | 0
20:00 | -5 | -48.7 | 0 | 0 | 284 | 296 | 292 | 0.2 | 0
21:00 | -11.1 | -35.8 | 0 | 0 | 283.1 | 296.1 | 291.9 | 0.4 | 0
22:00 | -15.5 | -22 | 0 | 0 | 282.3 | 295.7 | 291.2 | 0.5 | 0
23:00 | -17.9 | -7.4 | 0 | 0 | 281.5 | 295.8 | 291.1 | 0.5 | 0
June
| solar | solar | direct | diffuse | outdoor | indoor | window | heating | blinds
| altitude | azimuth | radiation | radiation | temp. | temp. | temp. | load | closed
| (degrees) | (degrees) | (W-h/m2) | (W-h/m2) | (K) | (K) | (K) | (W-h/m2) | (% time)
midnight | -13.8 | 7 | 0 | 0 | 284.5 | 294.1 | 290.9 | 43 | 0
1:00 | -11.6 | 21 | 0 | 0 | 284.2 | 294.1 | 290.9 | 42.1 | 0
2:00 | -7.3 | 34.3 | 0 | 0 | 283.9 | 294.1 | 290.7 | 38.8 | 0
3:00 | -1.4 | 46.7 | 0 | 0 | 283.6 | 294.1 | 290.6 | 37.8 | 0
4:00 | 5.8 | 58.4 | 47 | 27.4 | 283.7 | 294.2 | 291.6 | 38.4 | 0
5:00 | 14 | 69.7 | 54.6 | 52.4 | 284.2 | 294.3 | 292.1 | 37.9 | 0
6:00 | 22.8 | 80.8 | 26.7 | 76.8 | 284.6 | 294.4 | 292.2 | 38.6 | 0
7:00 | 31.9 | 92.5 | 0 | 90.6 | 285.2 | 294.4 | 292.3 | 37.5 | 0
8:00 | 40.9 | 105.5 | 0 | 104.6 | 286.2 | 296.2 | 293.9 | 0.3 | 0
9:00 | 49.2 | 121 | 0 | 130.5 | 287.2 | 296.6 | 294.7 | 0.2 | 0
10:00 | 56.1 | 140.8 | 0 | 140.9 | 288.1 | 296.3 | 295.1 | 0.2 | 0
11:00 | 60.2 | 166 | 0 | 149.1 | 289.1 | 297 | 296 | 0.3 | 0
noon | 60.2 | -166 | 0 | 150.4 | 290 | 297.5 | 296.7 | 0.1 | 0
13:00 | 56.1 | -140.8 | 0 | 149.6 | 290.6 | 297.7 | 296.9 | 0 | 0
14:00 | 49.2 | -121 | 0 | 133.5 | 291 | 297.5 | 296.9 | 0 | 0
15:00 | 40.9 | -105.5 | 0 | 111.8 | 291.1 | 297.3 | 296.6 | 0 | 0
16:00 | 31.9 | -92.5 | 0 | 113.1 | 290.9 | 297.1 | 296.3 | 0 | 0
17:00 | 22.8 | -80.8 | 25.1 | 93.4 | 290.2 | 296.9 | 295.9 | 0.2 | 0
18:00 | 14 | -69.7 | 50.8 | 67.2 | 289.3 | 296.9 | 295.5 | 0.2 | 0
19:00 | 5.8 | -58.4 | 47.8 | 41 | 288.3 | 296.5 | 295.1 | 0.3 | 0
20:00 | -1.4 | -46.7 | 0 | 0 | 287.4 | 296.2 | 293.3 | 0.2 | 0
21:00 | -7.3 | -34.3 | 0 | 0 | 286.4 | 296.3 | 292.9 | 0.1 | 0
22:00 | -11.6 | -21 | 0 | 0 | 285.7 | 295.9 | 292.6 | 0.3 | 0
23:00 | -13.8 | -7 | 0 | 0 | 284.8 | 296 | 292.5 | 0.2 | 0
July
| solar | solar | direct | diffuse | outdoor | indoor | window | heating | blinds
| altitude | azimuth | radiation | radiation | temp. | temp. | temp. | load | closed
| (degrees) | (degrees) | (W-h/m2) | (W-h/m2) | (K) | (K) | (K) | (W-h/m2) | (% time)
midnight | -15.9 | 7.2 | 0 | 0 | 286.4 | 294.8 | 292.1 | 15.9 | 0
1:00 | -13.7 | 21.5 | 0 | 0 | 286.1 | 294.3 | 291.6 | 19.6 | 0
2:00 | -9.3 | 35.1 | 0 | 0 | 285.6 | 294.1 | 291.3 | 20 | 0
3:00 | -3.3 | 47.8 | 0 | 0 | 285.3 | 294.1 | 291.2 | 18.5 | 0
4:00 | 4 | 59.7 | 7.4 | 13.9 | 285.5 | 294.2 | 291.6 | 19.3 | 0
5:00 | 12.3 | 71 | 22.1 | 43.4 | 285.8 | 294.8 | 292.5 | 16.4 | 0
6:00 | 21.1 | 82.3 | 12.9 | 72.5 | 286.4 | 295.5 | 293.2 | 16.5 | 0
7:00 | 30.2 | 94.1 | 0 | 90.2 | 286.8 | 295.8 | 293.8 | 14.3 | 0
8:00 | 39.2 | 107.3 | 0 | 107.5 | 287.6 | 296.8 | 295 | 0.1 | 0
9:00 | 47.4 | 122.8 | 0 | 130 | 288.7 | 297.2 | 295.6 | 0 | 0
10:00 | 54.2 | 142.4 | 0 | 152.9 | 289.7 | 297.4 | 296.3 | 0 | 0
11:00 | 58.1 | 166.6 | 0 | 166.1 | 290.7 | 297.6 | 296.9 | 0 | 0
noon | 58.1 | -166.6 | 0 | 174.3 | 291.7 | 297.8 | 297.6 | 0 | 0
13:00 | 54.2 | -142.4 | 0 | 161.4 | 292.5 | 298 | 297.9 | 0 | 0
14:00 | 47.4 | -122.8 | 0 | 145.3 | 292.9 | 297.7 | 297.6 | 0 | 0
15:00 | 39.2 | -107.3 | 0 | 120.5 | 293 | 297.5 | 297.2 | 0 | 0
16:00 | 30.2 | -94.1 | 0 | 114.7 | 292.8 | 297.5 | 297.2 | 0 | 0
17:00 | 21.1 | -82.3 | 18.9 | 91.1 | 292.4 | 297.3 | 296.9 | 0 | 0
18:00 | 12.3 | -71 | 59.5 | 68.5 | 291.5 | 297.5 | 296.7 | 0 | 0
19:00 | 4 | -59.7 | 57.7 | 35.1 | 290.4 | 297.3 | 296.2 | 0 | 0
20:00 | -3.3 | -47.8 | 0 | 0 | 289.3 | 297.2 | 294.4 | 0 | 0
21:00 | -9.3 | -35.1 | 0 | 0 | 288.4 | 297.1 | 294.2 | 0 | 0
22:00 | -13.7 | -21.5 | 0 | 0 | 287.5 | 297 | 293.9 | 0.1 | 0
23:00 | -15.9 | -7.2 | 0 | 0 | 286.8 | 297.1 | 293.6 | 0 | 0
August
| solar | solar | direct | diffuse | outdoor | indoor | window | heating | blinds
| altitude | azimuth | radiation | radiation | temp. | temp. | temp. | load | closed
| (degrees) | (degrees) | (W-h/m2) | (W-h/m2) | (K) | (K) | (K) | (W-h/m2) | (% time)
midnight | -23.7 | 7.9 | 0 | 0 | 286.4 | 294.5 | 291.9 | 14.1 | 0
1:00 | -21.3 | 23.5 | 0 | 0 | 286 | 294.3 | 291.6 | 15.5 | 0
2:00 | -16.6 | 38.1 | 0 | 0 | 285.9 | 294.2 | 291.4 | 17.2 | 0
3:00 | -10.1 | 51.6 | 0 | 0 | 285.4 | 294.1 | 291.2 | 18.4 | 0
4:00 | -2.4 | 64.1 | 0 | 0 | 285.1 | 294.1 | 291.1 | 20.7 | 0
5:00 | 6 | 75.9 | 12.7 | 19 | 285.3 | 294.4 | 291.6 | 19.2 | 0
6:00 | 15.1 | 87.6 | 5.8 | 45.6 | 285.9 | 294.8 | 292.3 | 17.8 | 0
7:00 | 24.2 | 99.7 | 0 | 76 | 286.5 | 295.4 | 293.3 | 17.7 | 0
8:00 | 32.9 | 113.1 | 0 | 96.4 | 287.3 | 296.8 | 294.7 | 0 | 0
9:00 | 40.7 | 128.5 | 0 | 119 | 288.2 | 297.2 | 295.3 | 0 | 0
10:00 | 46.9 | 146.9 | 0 | 144.3 | 289.3 | 296.9 | 295.9 | 0 | 0
11:00 | 50.3 | 168.5 | 0 | 156.9 | 290.4 | 297.2 | 296.5 | 0 | 0
noon | 50.3 | -168.5 | 0 | 169.1 | 291.3 | 297.5 | 297.3 | 0 | 0
13:00 | 46.9 | -146.9 | 0 | 150.2 | 292 | 297.8 | 297.5 | 0 | 0
14:00 | 40.7 | -128.5 | 0 | 130.8 | 292.5 | 297.6 | 297.4 | 0 | 0
15:00 | 32.9 | -113.1 | 0 | 103.7 | 292.6 | 297.7 | 297.2 | 0 | 0
16:00 | 24.2 | -99.7 | 0 | 76.7 | 292.2 | 297.5 | 296.7 | 0 | 0
17:00 | 15.1 | -87.6 | 6.3 | 56.4 | 291.7 | 297.4 | 296.1 | 0 | 0
18:00 | 6 | -75.9 | 24.9 | 35.1 | 290.9 | 297.3 | 295.7 | 0 | 0
19:00 | -2.4 | -64.1 | 0 | 6 | 289.9 | 297.2 | 294.7 | 0 | 0
20:00 | -10.1 | -51.6 | 0 | 0 | 289 | 297 | 294.4 | 0 | 0
21:00 | -16.6 | -38.1 | 0 | 0 | 288.1 | 297.2 | 294 | 0 | 0
22:00 | -21.3 | -23.5 | 0 | 0 | 287.3 | 296.8 | 293.6 | 0 | 0
23:00 | -23.7 | -7.9 | 0 | 0 | 286.6 | 296.8 | 293.4 | 0 | 0
September
| solar | solar | direct | diffuse | outdoor | indoor | window | heating | blinds
| altitude | azimuth | radiation | radiation | temp. | temp. | temp. | load | closed
| (degrees) | (degrees) | (W-h/m2) | (W-h/m2) | (K) | (K) | (K) | (W-h/m2) | (% time)
midnight | -35.1 | 9.1 | 0 | 0 | 284.9 | 294.6 | 291.5 | 42.8 | 0
1:00 | -32.3 | 26.9 | 0 | 0 | 284.8 | 294.4 | 291.2 | 43 | 0
2:00 | -27.1 | 43.1 | 0 | 0 | 284.5 | 294.2 | 291 | 42.6 | 0
3:00 | -20 | 57.5 | 0 | 0 | 284.3 | 294.2 | 290.9 | 42 | 0
4:00 | -11.8 | 70.6 | 0 | 0 | 284.1 | 294.1 | 290.8 | 42.8 | 0
5:00 | -3 | 82.8 | 0 | 0.3 | 284 | 294.1 | 290.8 | 44.9 | 0
6:00 | 6 | 94.7 | 0 | 19.9 | 284.3 | 294.2 | 291.1 | 42.3 | 0
7:00 | 15 | 107 | 0 | 44.4 | 284.7 | 294.6 | 291.8 | 37.2 | 0
8:00 | 23.3 | 120.2 | 0 | 67.9 | 285.4 | 297 | 293.8 | 0.3 | 0
9:00 | 30.6 | 135 | 0 | 89.9 | 286.1 | 297 | 294.3 | 0.6 | 0
10:00 | 36 | 151.7 | 0 | 104.9 | 286.8 | 296.9 | 294.6 | 0.3 | 0
11:00 | 39 | 170.3 | 0 | 105.9 | 287.6 | 297 | 294.9 | 0.2 | 0
noon | 39 | -170.3 | 0 | 104.9 | 288.3 | 297.2 | 295.2 | 0.1 | 0
13:00 | 36 | -151.7 | 0 | 101.4 | 288.9 | 297.2 | 295.5 | 0.2 | 0
14:00 | 30.6 | -135 | 0 | 92.6 | 289.4 | 297 | 295.6 | 0.2 | 0
15:00 | 23.3 | -120.2 | 0 | 73.2 | 289.5 | 296.7 | 295.5 | 0.2 | 0
16:00 | 15 | -107 | 0 | 44.6 | 289.3 | 297.1 | 294.9 | 0 | 0
17:00 | 6 | -94.7 | 0 | 23.9 | 288.6 | 296.7 | 294.6 | 0.1 | 0
18:00 | -3 | -82.8 | 0 | 2.4 | 287.8 | 296.8 | 293.8 | 0.1 | 0
19:00 | -11.8 | -70.6 | 0 | 0 | 287.1 | 296.8 | 293.4 | 0.2 | 0
20:00 | -20 | -57.5 | 0 | 0 | 286.5 | 296.5 | 293.4 | 0.3 | 0
21:00 | -27.1 | -43.1 | 0 | 0 | 285.9 | 296.9 | 293 | 0.2 | 0
22:00 | -32.3 | -26.9 | 0 | 0 | 285.3 | 296.5 | 292.9 | 0.4 | 0
23:00 | -35.1 | -9.1 | 0 | 0 | 285 | 296.4 | 293 | 0.3 | 0
October
| solar | solar | direct | diffuse | outdoor | indoor | window | heating | blinds
| altitude | azimuth | radiation | radiation | temp. | temp. | temp. | load | closed
| (degrees) | (degrees) | (W-h/m2) | (W-h/m2) | (K) | (K) | (K) | (W-h/m2) | (% time)
midnight | -47 | 10.8 | 0 | 0 | 282.1 | 294.1 | 290.2 | 58.6 | 0
1:00 | -43.7 | 31.4 | 0 | 0 | 282.1 | 294.1 | 290.2 | 57.5 | 0
2:00 | -37.8 | 49.3 | 0 | 0 | 282 | 294.1 | 290.1 | 59 | 0
3:00 | -30.1 | 64.6 | 0 | 0 | 281.8 | 294.1 | 290.1 | 59.9 | 0
4:00 | -21.5 | 78 | 0 | 0 | 281.8 | 294.1 | 290.1 | 61.3 | 0
5:00 | -12.4 | 90.2 | 0 | 0 | 281.7 | 294.1 | 290 | 66.1 | 0
6:00 | -3.4 | 102 | 0 | 0.8 | 281.8 | 294.1 | 290.1 | 66.8 | 0
7:00 | 5.2 | 114 | 0 | 16.8 | 282.2 | 294.1 | 290.4 | 65.1 | 0
8:00 | 13 | 126.6 | 0 | 37.6 | 282.6 | 296 | 292.2 | 0.5 | 0
9:00 | 19.7 | 140.4 | 0 | 61.3 | 283.3 | 296.2 | 292.5 | 0.8 | 0
10:00 | 24.5 | 155.5 | 0 | 70.4 | 283.9 | 296.1 | 292.9 | 0.9 | 0
11:00 | 27.1 | 171.7 | 0 | 81.3 | 284.6 | 296.5 | 293.1 | 0.8 | 0
noon | 27.1 | -171.7 | 0 | 79 | 285.1 | 296.2 | 293.2 | 0.8 | 0
13:00 | 24.5 | -155.5 | 0 | 65.6 | 285.4 | 296.5 | 293.1 | 0.6 | 0
14:00 | 19.7 | -140.4 | 0 | 49.7 | 285.5 | 295.9 | 293.3 | 0.7 | 0
15:00 | 13 | -126.6 | 0 | 33.4 | 285.3 | 296.2 | 292.9 | 0.4 | 0
16:00 | 5.2 | -114 | 0 | 14.6 | 284.7 | 296.1 | 292.5 | 0.4 | 0
17:00 | -3.4 | -102 | 0 | 0.4 | 284.1 | 296.1 | 292.3 | 0.4 | 0
18:00 | -12.4 | -90.2 | 0 | 0 | 283.5 | 296.3 | 292 | 0.5 | 0
19:00 | -21.5 | -78 | 0 | 0 | 283.1 | 296.2 | 291.7 | 0.3 | 0
20:00 | -30.1 | -64.6 | 0 | 0 | 282.8 | 296 | 291.6 | 0.4 | 0
21:00 | -37.8 | -49.3 | 0 | 0 | 282.5 | 295.9 | 291.8 | 0.4 | 0
22:00 | -43.7 | -31.4 | 0 | 0 | 282.4 | 295.9 | 291.4 | 0.4 | 0
23:00 | -47 | -10.8 | 0 | 0 | 282.2 | 295.8 | 291.5 | 0.5 | 0
November
| solar | solar | direct | diffuse | outdoor | indoor | window | heating | blinds
| altitude | azimuth | radiation | radiation | temp. | temp. | temp. | load | closed
| (degrees) | (degrees) | (W-h/m2) | (W-h/m2) | (K) | (K) | (K) | (W-h/m2) | (% time)
midnight | -56.2 | 12.8 | 0 | 0 | 278.9 | 294.1 | 289.1 | 104 | 0
1:00 | -52.4 | 36.3 | 0 | 0 | 278.8 | 294.1 | 289.1 | 104.9 | 0
2:00 | -45.8 | 55.6 | 0 | 0 | 278.6 | 294.1 | 289.1 | 111 | 0
3:00 | -37.7 | 71.1 | 0 | 0 | 278.5 | 294.1 | 289 | 107.4 | 0
4:00 | -28.8 | 84.3 | 0 | 0 | 278.4 | 294.1 | 289 | 103.3 | 0
5:00 | -19.7 | 96.2 | 0 | 0 | 278.4 | 294.1 | 289 | 106.8 | 0
6:00 | -10.7 | 107.7 | 0 | 0 | 278.3 | 294.1 | 289 | 107.2 | 0
7:00 | -2.4 | 119.2 | 0 | 1 | 278.2 | 294.1 | 288.9 | 107.8 | 0
8:00 | 5 | 131.2 | 0 | 16 | 278.4 | 295.8 | 290.7 | 0.1 | 0
9:00 | 11.1 | 144.1 | 0 | 30.1 | 278.8 | 296 | 290.6 | 1.5 | 0
10:00 | 15.5 | 157.9 | 0 | 45.9 | 279.2 | 295.8 | 290.8 | 1.6 | 0
11:00 | 17.8 | 172.5 | 0 | 57.8 | 279.7 | 295.8 | 291.3 | 1.5 | 0
noon | 17.8 | -172.5 | 0 | 55.3 | 280.1 | 295.9 | 291.3 | 1.4 | 0
13:00 | 15.5 | -157.9 | 0 | 47.3 | 280.3 | 295.8 | 291.3 | 1.5 | 0
14:00 | 11.1 | -144.1 | 0 | 30.2 | 280.4 | 295.8 | 291.1 | 1.1 | 0
15:00 | 5 | -131.2 | 0 | 12.9 | 280.2 | 295.9 | 290.9 | 1 | 0
16:00 | -2.4 | -119.2 | 0 | 0 | 280 | 295.8 | 290.8 | 0.5 | 0
17:00 | -10.7 | -107.7 | 0 | 0 | 279.7 | 295.9 | 290.7 | 0.8 | 0
18:00 | -19.7 | -96.2 | 0 | 0 | 279.6 | 295.9 | 290.6 | 0.4 | 0
19:00 | -28.8 | -84.3 | 0 | 0 | 279.4 | 296.1 | 290.5 | 0.4 | 0
20:00 | -37.7 | -71.1 | 0 | 0 | 279.4 | 295.7 | 290.5 | 0.8 | 0
21:00 | -45.8 | -55.6 | 0 | 0 | 279.2 | 295.4 | 290.6 | 0.8 | 0
22:00 | -52.4 | -36.3 | 0 | 0 | 279 | 295.7 | 290.5 | 0.3 | 0
23:00 | -56.2 | -12.8 | 0 | 0 | 278.8 | 296.2 | 290.5 | 0.4 | 0
December
| solar | solar | direct | diffuse | outdoor | indoor | window | heating | blinds
| altitude | azimuth | radiation | radiation | temp. | temp. | temp. | load | closed
| (degrees) | (degrees) | (W-h/m2) | (W-h/m2) | (K) | (K) | (K) | (W-h/m2) | (% time)
midnight | -60.2 | 13.9 | 0 | 0 | 276.9 | 294.1 | 288.5 | 109.1 | 0
1:00 | -56.1 | 39.1 | 0 | 0 | 276.8 | 294.1 | 288.5 | 113 | 0
2:00 | -49.2 | 58.9 | 0 | 0 | 276.8 | 294.1 | 288.5 | 113.4 | 0
3:00 | -40.9 | 74.4 | 0 | 0 | 276.8 | 294.1 | 288.5 | 113.4 | 0
4:00 | -31.9 | 87.4 | 0 | 0 | 276.9 | 294.1 | 288.5 | 110.7 | 0
5:00 | -22.8 | 99.1 | 0 | 0 | 277 | 294.1 | 288.5 | 113.7 | 0
6:00 | -14 | 110.2 | 0 | 0 | 276.9 | 294.1 | 288.5 | 110.9 | 0
7:00 | -5.8 | 121.5 | 0 | 0 | 276.9 | 294.1 | 288.5 | 108.1 | 0
8:00 | 1.4 | 133.2 | 0 | 1.8 | 277.1 | 295.9 | 289.6 | 0 | 0
9:00 | 7.3 | 145.7 | 0 | 14.9 | 277.3 | 296 | 290 | 1 | 0
10:00 | 11.6 | 158.9 | 0 | 28.6 | 277.7 | 296 | 290.2 | 1.7 | 0
11:00 | 13.8 | 172.9 | 0 | 36.8 | 277.9 | 296 | 290.4 | 1.7 | 0
noon | 13.8 | -172.9 | 0 | 37.9 | 278.2 | 295.7 | 290.9 | 1.8 | 0
13:00 | 11.6 | -158.9 | 0 | 29 | 278.4 | 296.2 | 290.6 | 0.9 | 0
14:00 | 7.3 | -145.7 | 0 | 18.1 | 278.3 | 295.6 | 290.4 | 1.5 | 0
15:00 | 1.4 | -133.2 | 0 | 4.7 | 278.2 | 295.9 | 290.2 | 0.7 | 0
16:00 | -5.8 | -121.5 | 0 | 0 | 277.8 | 295.9 | 290 | 0.8 | 0
17:00 | -14 | -110.2 | 0 | 0 | 277.7 | 295.8 | 289.9 | 0.8 | 0
18:00 | -22.8 | -99.1 | 0 | 0 | 277.5 | 296.1 | 290 | 0.5 | 0
19:00 | -31.9 | -87.4 | 0 | 0 | 277.5 | 295.9 | 289.9 | 1 | 0
20:00 | -40.9 | -74.4 | 0 | 0 | 277.3 | 296 | 289.9 | 0.6 | 0
21:00 | -49.2 | -58.9 | 0 | 0 | 277.1 | 296.1 | 289.9 | 0.7 | 0
22:00 | -56.1 | -39.1 | 0 | 0 | 277.1 | 295.9 | 289.9 | 1 | 0
23:00 | -60.2 | -13.9 | 0 | 0 | 277 | 296.1 | 289.9 | 0.5 | 0

## Sheet74
Scenario Three (red)
Tue Dec 03 2019 23:34:33 GMT+0000 (Greenwich Mean Time)
Setup Information:
Building
Location | UK - London
Building length, side A | N/A
Building length, side B | N/A
Simulation Type
Simulation Type | one_sided
Window Description
Typology | dgu_nb
Glazing Type | clear
Window Area | 74%
Wall Description
Insulation R-Value | 99999999.9 m2-K/W
Occupancy
Type | Low-rise Residential
Occupancy Load | 0.000 people per m2
Lighting Requirements | 400 lux
Equipment Load | 0.00 W/m2
Room Ventilation
Air Change Rate per Occupant | 15.0 liters / sec per person
Total Air Change Rate | 0.0 roomfuls per hour
Lighting Control
Lighting Control | lights do not respond to daylight: all lights fully on while building is occupied
Representative Room
Orientation | north
Room Depth | 27 m
Room Width | 5 m
Room Height | 2.2 m
Thermal Mass
Thermal Mass | none
Overhang
Overhang Depth | 0 m
Roof
Roof Type | adiabatic roof
Simulation Results:
Primary Energy Use and CO2 Emissions
| heating | cooling | lighting | total | CO2
| energy | energy | energy | energy | emissions
| (kWh/m2) | (kWh/m2) | (kWh/m2) | (kWh/m2) | (kg/m2)
January | 33.5 | 0 | 7.3 | 40.8 | 8.2
February | 28.1 | 0 | 6.6 | 34.7 | 6.9
March | 32.1 | 0 | 7.3 | 39.4 | 7.9
April | 26 | 0 | 7.1 | 33.1 | 6.6
May | 18.9 | 0 | 7.3 | 26.2 | 5.2
June | 9.5 | 0 | 7.1 | 16.6 | 3.3
July | 4.3 | 0 | 7.3 | 11.6 | 2.3
August | 4.3 | 0 | 7.3 | 11.6 | 2.3
September | 10.2 | 0 | 7.1 | 17.3 | 3.5
October | 15.6 | 0 | 7.3 | 22.9 | 4.6
November | 26 | 0 | 7.1 | 33.1 | 6.6
December | 28.1 | 0 | 7.3 | 35.4 | 7.1
Total | 236.6 | 0 | 86.1 | 322.7 | 64.5 | yearly energy
January
| solar | solar | direct | diffuse | outdoor | indoor | window | heating | blinds
| altitude | azimuth | radiation | radiation | temp. | temp. | temp. | load | closed
| (degrees) | (degrees) | (W-h/m2) | (W-h/m2) | (K) | (K) | (K) | (W-h/m2) | (% time)
midnight | -58.1 | 13.3 | 0 | 0 | 275.9 | 294.1 | 288.2 | 136.5 | 0
1:00 | -54.2 | 37.6 | 0 | 0 | 275.8 | 294.1 | 288.2 | 136 | 0
2:00 | -47.5 | 57.1 | 0 | 0 | 275.8 | 294.1 | 288.2 | 134.5 | 0
3:00 | -39.2 | 72.7 | 0 | 0 | 275.7 | 294.1 | 288.1 | 130.3 | 0
4:00 | -30.2 | 85.8 | 0 | 0 | 275.6 | 294.1 | 288.1 | 133 | 0
5:00 | -21.1 | 97.6 | 0 | 0 | 275.6 | 294.1 | 288.1 | 132.9 | 0
6:00 | -12.3 | 108.9 | 0 | 0 | 275.5 | 294.1 | 288.1 | 130.5 | 0
7:00 | -4 | 120.3 | 0 | 0 | 275.5 | 294.1 | 288.1 | 129.4 | 0
8:00 | 3.3 | 132.2 | 0 | 5.1 | 275.7 | 295.9 | 289.1 | 0 | 0
9:00 | 9.3 | 144.9 | 0 | 20.2 | 276.1 | 295.9 | 289.7 | 1.3 | 0
10:00 | 13.6 | 158.4 | 0 | 34.6 | 276.5 | 295.8 | 289.9 | 1.7 | 0
11:00 | 15.9 | 172.7 | 0 | 40.5 | 276.7 | 296 | 290 | 2 | 0
noon | 15.9 | -172.7 | 0 | 42.7 | 277.2 | 296 | 290.4 | 2 | 0
13:00 | 13.6 | -158.4 | 0 | 38.1 | 277.6 | 295.9 | 290.5 | 1.6 | 0
14:00 | 9.3 | -144.9 | 0 | 26.7 | 277.5 | 296.2 | 290.2 | 1.4 | 0
15:00 | 3.3 | -132.2 | 0 | 13.2 | 277.3 | 296.1 | 290.1 | 1.5 | 0
16:00 | -4 | -120.3 | 0 | 0.6 | 277 | 296 | 289.6 | 0.7 | 0
17:00 | -12.3 | -108.9 | 0 | 0 | 276.8 | 296.1 | 289.9 | 0.7 | 0
18:00 | -21.1 | -97.6 | 0 | 0 | 276.5 | 295.9 | 289.6 | 0.9 | 0
19:00 | -30.2 | -85.8 | 0 | 0 | 276.3 | 296.1 | 289.6 | 0.6 | 0
20:00 | -39.2 | -72.7 | 0 | 0 | 276.1 | 296 | 289.6 | 0.6 | 0
21:00 | -47.5 | -57.1 | 0 | 0 | 276.1 | 296.1 | 289.4 | 0.6 | 0
22:00 | -54.2 | -37.6 | 0 | 0 | 276 | 295.9 | 289.7 | 1 | 0
23:00 | -58.1 | -13.3 | 0 | 0 | 275.9 | 296 | 289.5 | 0.5 | 0
February
| solar | solar | direct | diffuse | outdoor | indoor | window | heating | blinds
| altitude | azimuth | radiation | radiation | temp. | temp. | temp. | load | closed
| (degrees) | (degrees) | (W-h/m2) | (W-h/m2) | (K) | (K) | (K) | (W-h/m2) | (% time)
midnight | -50.4 | 11.4 | 0 | 0 | 275.4 | 294.1 | 288 | 117.1 | 0
1:00 | -46.9 | 33 | 0 | 0 | 275.3 | 294.1 | 288 | 111.6 | 0
2:00 | -40.8 | 51.4 | 0 | 0 | 275.2 | 294.1 | 288 | 115.7 | 0
3:00 | -32.9 | 66.9 | 0 | 0 | 275.2 | 294.1 | 288 | 122.3 | 0
4:00 | -24.2 | 80.2 | 0 | 0 | 275.2 | 294.1 | 288 | 124.3 | 0
5:00 | -15.1 | 92.3 | 0 | 0 | 275.1 | 294.1 | 287.9 | 128.9 | 0
6:00 | -6.1 | 104 | 0 | 0 | 275.1 | 294.1 | 287.9 | 128.7 | 0
7:00 | 2.4 | 115.9 | 0 | 2.3 | 275.1 | 294.1 | 288 | 132.3 | 0
8:00 | 10.1 | 128.3 | 0 | 20.6 | 275.5 | 296.3 | 289.6 | 0.1 | 0
9:00 | 16.5 | 141.8 | 0 | 40.4 | 276.1 | 295.6 | 289.9 | 2.5 | 0
10:00 | 21.2 | 156.4 | 0 | 55.1 | 276.7 | 296 | 290.2 | 2.2 | 0
11:00 | 23.7 | 172 | 0 | 60.6 | 277.3 | 295.7 | 290.4 | 2.7 | 0
noon | 23.7 | -172 | 0 | 65.1 | 277.9 | 296.1 | 290.8 | 2.3 | 0
13:00 | 21.2 | -156.4 | 0 | 57 | 278.4 | 296.4 | 290.5 | 1.9 | 0
14:00 | 16.5 | -141.8 | 0 | 53.5 | 278.5 | 295.7 | 291 | 2.3 | 0
15:00 | 10.1 | -128.3 | 0 | 36 | 278.3 | 295.8 | 290.4 | 1.7 | 0
16:00 | 2.4 | -115.9 | 0 | 14.5 | 277.7 | 295.8 | 290.4 | 1.4 | 0
17:00 | -6.1 | -104 | 0 | 0.3 | 277.1 | 295.8 | 289.7 | 0.8 | 0
18:00 | -15.1 | -92.3 | 0 | 0 | 276.7 | 296.1 | 289.6 | 0.6 | 0
19:00 | -24.2 | -80.2 | 0 | 0 | 276.3 | 296.1 | 289.5 | 0.7 | 0
20:00 | -32.9 | -66.9 | 0 | 0 | 276 | 295.9 | 289.5 | 0.8 | 0
21:00 | -40.8 | -51.4 | 0 | 0 | 275.7 | 295.9 | 289.3 | 0.9 | 0
22:00 | -46.9 | -33 | 0 | 0 | 275.5 | 296.2 | 289.4 | 0.6 | 0
23:00 | -50.4 | -11.4 | 0 | 0 | 275.4 | 295.8 | 289.1 | 0.8 | 0
March
| solar | solar | direct | diffuse | outdoor | indoor | window | heating | blinds
| altitude | azimuth | radiation | radiation | temp. | temp. | temp. | load | closed
| (degrees) | (degrees) | (W-h/m2) | (W-h/m2) | (K) | (K) | (K) | (W-h/m2) | (% time)
midnight | -39 | 9.6 | 0 | 0 | 276.9 | 294.1 | 288.5 | 128.7 | 0
1:00 | -36 | 28.2 | 0 | 0 | 276.8 | 294.1 | 288.5 | 132.6 | 0
2:00 | -30.6 | 45 | 0 | 0 | 276.7 | 294.1 | 288.4 | 136.9 | 0
3:00 | -23.4 | 59.7 | 0 | 0 | 276.5 | 294.1 | 288.4 | 129.4 | 0
4:00 | -15 | 72.9 | 0 | 0 | 276.3 | 294.1 | 288.3 | 130.7 | 0
5:00 | -6.1 | 85.2 | 0 | 0 | 276.4 | 294.1 | 288.3 | 125.5 | 0
6:00 | 2.9 | 97.1 | 0 | 4.1 | 276.6 | 294.1 | 288.4 | 117.8 | 0
7:00 | 11.8 | 109.3 | 0 | 24.9 | 276.9 | 294.1 | 288.8 | 114 | 0
8:00 | 20 | 122.4 | 0 | 48.1 | 277.4 | 296 | 290.3 | 1 | 0
9:00 | 27 | 136.9 | 0 | 66.7 | 278 | 296 | 290.7 | 1.9 | 0
10:00 | 32.2 | 153.1 | 0 | 85.8 | 278.8 | 295.9 | 291.2 | 2.2 | 0
11:00 | 35.1 | 170.8 | 0 | 100 | 279.8 | 296.2 | 291.6 | 2 | 0
noon | 35.1 | -170.8 | 0 | 101.7 | 280.5 | 295.8 | 292.3 | 2 | 0
13:00 | 32.2 | -153.1 | 0 | 93 | 281.2 | 295.7 | 292.4 | 1.6 | 0
14:00 | 27 | -136.9 | 0 | 79.8 | 281.5 | 296 | 292.3 | 1.4 | 0
15:00 | 20 | -122.4 | 0 | 58.9 | 281.4 | 295.9 | 291.8 | 1.5 | 0
16:00 | 11.8 | -109.3 | 0 | 34.5 | 280.9 | 296 | 291.4 | 1.2 | 0
17:00 | 2.9 | -97.1 | 0 | 15.4 | 280.1 | 296 | 290.7 | 1.3 | 0
18:00 | -6.1 | -85.2 | 0 | 0 | 279.4 | 295.7 | 290.4 | 0.7 | 0
19:00 | -15 | -72.9 | 0 | 0 | 278.7 | 296 | 290.3 | 0.7 | 0
20:00 | -23.4 | -59.7 | 0 | 0 | 278.2 | 296.1 | 290.3 | 0.7 | 0
21:00 | -30.6 | -45 | 0 | 0 | 277.8 | 295.9 | 289.9 | 1.2 | 0
22:00 | -36 | -28.2 | 0 | 0 | 277.3 | 295.8 | 290 | 0.7 | 0
23:00 | -39 | -9.6 | 0 | 0 | 277.1 | 296 | 289.9 | 0.8 | 0
April
| solar | solar | direct | diffuse | outdoor | indoor | window | heating | blinds
| altitude | azimuth | radiation | radiation | temp. | temp. | temp. | load | closed
| (degrees) | (degrees) | (W-h/m2) | (W-h/m2) | (K) | (K) | (K) | (W-h/m2) | (% time)
midnight | -27.1 | 8.3 | 0 | 0 | 278.5 | 294.1 | 289 | 105.9 | 0
1:00 | -24.5 | 24.4 | 0 | 0 | 278.2 | 294.1 | 288.9 | 104.1 | 0
2:00 | -19.7 | 39.5 | 0 | 0 | 278 | 294.1 | 288.9 | 105.7 | 0
3:00 | -13.1 | 53.3 | 0 | 0 | 277.7 | 294.1 | 288.8 | 107.8 | 0
4:00 | -5.2 | 66 | 0 | 0 | 277.4 | 294.1 | 288.7 | 106.8 | 0
5:00 | 3.4 | 78 | 3 | 8 | 277.6 | 294.1 | 288.8 | 105.4 | 0
6:00 | 12.4 | 89.8 | 0.4 | 33.9 | 278.1 | 294.1 | 289.2 | 108 | 0
7:00 | 21.5 | 102 | 0 | 60.7 | 278.8 | 294.1 | 289.8 | 103.9 | 0
8:00 | 30.1 | 115.3 | 0 | 79.7 | 279.5 | 295.8 | 291.6 | 1.8 | 0
9:00 | 37.7 | 130.6 | 0 | 102.3 | 280.6 | 295.9 | 292 | 2.4 | 0
10:00 | 43.7 | 148.5 | 0 | 121.4 | 281.5 | 295.9 | 292.5 | 2.2 | 0
11:00 | 47 | 169.1 | 0 | 133.9 | 282.5 | 295.7 | 293.1 | 2 | 0
noon | 47 | -169.1 | 0 | 135.6 | 283.5 | 296.3 | 293.5 | 1.5 | 0
13:00 | 43.7 | -148.5 | 0 | 127.4 | 284.2 | 296 | 293.4 | 1.4 | 0
14:00 | 37.7 | -130.6 | 0 | 116.3 | 284.7 | 296.1 | 293.4 | 1 | 0
15:00 | 30.1 | -115.3 | 0 | 86.8 | 285 | 295.7 | 293.4 | 1 | 0
16:00 | 21.5 | -102 | 0 | 66.8 | 284.7 | 295.8 | 293.1 | 0.8 | 0
17:00 | 12.4 | -89.8 | 0.5 | 41.3 | 283.9 | 296 | 292.5 | 0.8 | 0
18:00 | 3.4 | -78 | 12.3 | 16.4 | 283 | 295.8 | 291.9 | 1 | 0
19:00 | -5.2 | -66 | 0 | 0 | 282 | 295.9 | 291.4 | 0.5 | 0
20:00 | -13.1 | -53.3 | 0 | 0 | 281 | 295.9 | 290.9 | 0.8 | 0
21:00 | -19.7 | -39.5 | 0 | 0 | 280 | 295.8 | 290.6 | 0.6 | 0
22:00 | -24.5 | -24.4 | 0 | 0 | 279.3 | 296.2 | 290.4 | 1 | 0
23:00 | -27.1 | -8.3 | 0 | 0 | 278.6 | 296 | 290.2 | 0.9 | 0
May
| solar | solar | direct | diffuse | outdoor | indoor | window | heating | blinds
| altitude | azimuth | radiation | radiation | temp. | temp. | temp. | load | closed
| (degrees) | (degrees) | (W-h/m2) | (W-h/m2) | (K) | (K) | (K) | (W-h/m2) | (% time)
midnight | -17.9 | 7.4 | 0 | 0 | 281 | 294.1 | 289.8 | 76.2 | 0
1:00 | -15.5 | 22 | 0 | 0 | 280.8 | 294.1 | 289.7 | 76.7 | 0
2:00 | -11.1 | 35.8 | 0 | 0 | 280.5 | 294.1 | 289.7 | 77.2 | 0
3:00 | -5 | 48.7 | 0 | 0 | 280.2 | 294.1 | 289.5 | 75.9 | 0
4:00 | 2.4 | 60.8 | 12.8 | 10.9 | 280.2 | 294.1 | 289.8 | 77.4 | 0
5:00 | 10.7 | 72.3 | 41.5 | 40.6 | 280.5 | 294.1 | 290.5 | 75.6 | 0
6:00 | 19.6 | 83.7 | 18 | 62.9 | 280.9 | 294.1 | 290.6 | 75.7 | 0
7:00 | 28.7 | 95.6 | 0 | 84.8 | 281.8 | 294.1 | 291 | 66.8 | 0
8:00 | 37.6 | 108.8 | 0 | 101.3 | 282.7 | 296.4 | 292.5 | 0.8 | 0
9:00 | 45.8 | 124.4 | 0 | 131.7 | 283.7 | 296 | 293.4 | 1.3 | 0
10:00 | 52.4 | 143.6 | 0 | 145.9 | 284.8 | 295.9 | 294 | 1 | 0
11:00 | 56.2 | 167.2 | 0 | 152.2 | 285.8 | 296.1 | 294.6 | 0.5 | 0
noon | 56.2 | -167.2 | 0 | 145.7 | 286.8 | 295.8 | 294.6 | 0.5 | 0
13:00 | 52.4 | -143.6 | 0 | 137.1 | 287.6 | 296.6 | 294.8 | 0.3 | 0
14:00 | 45.8 | -124.4 | 0 | 134.2 | 288 | 296.5 | 295 | 0.5 | 0
15:00 | 37.6 | -108.8 | 0 | 116.3 | 288 | 296.4 | 294.8 | 0.3 | 0
16:00 | 28.7 | -95.6 | 0 | 97.6 | 287.9 | 296.1 | 294.6 | 0.3 | 0
17:00 | 19.6 | -83.7 | 19 | 74.3 | 287.3 | 296.3 | 294.1 | 0.3 | 0
18:00 | 10.7 | -72.3 | 47.9 | 48.7 | 286.3 | 296.1 | 294.1 | 0.2 | 0
19:00 | 2.4 | -60.8 | 25.2 | 18.1 | 285.1 | 296.1 | 293.1 | 0.3 | 0
20:00 | -5 | -48.7 | 0 | 0 | 284 | 295.9 | 292 | 0.3 | 0
21:00 | -11.1 | -35.8 | 0 | 0 | 283.1 | 295.9 | 291.8 | 0.3 | 0
22:00 | -15.5 | -22 | 0 | 0 | 282.3 | 295.9 | 291.5 | 0.4 | 0
23:00 | -17.9 | -7.4 | 0 | 0 | 281.5 | 295.6 | 291.1 | 0.6 | 0
June
| solar | solar | direct | diffuse | outdoor | indoor | window | heating | blinds
| altitude | azimuth | radiation | radiation | temp. | temp. | temp. | load | closed
| (degrees) | (degrees) | (W-h/m2) | (W-h/m2) | (K) | (K) | (K) | (W-h/m2) | (% time)
midnight | -13.8 | 7 | 0 | 0 | 284.5 | 294.1 | 290.9 | 43 | 0
1:00 | -11.6 | 21 | 0 | 0 | 284.2 | 294.1 | 290.9 | 42.1 | 0
2:00 | -7.3 | 34.3 | 0 | 0 | 283.9 | 294.1 | 290.7 | 38.8 | 0
3:00 | -1.4 | 46.7 | 0 | 0 | 283.6 | 294.1 | 290.6 | 37.8 | 0
4:00 | 5.8 | 58.4 | 47 | 27.4 | 283.7 | 294.2 | 291.6 | 38.4 | 0
5:00 | 14 | 69.7 | 54.6 | 52.4 | 284.2 | 294.3 | 292.1 | 37.9 | 0
6:00 | 22.8 | 80.8 | 26.7 | 76.8 | 284.6 | 294.4 | 292.2 | 38.6 | 0
7:00 | 31.9 | 92.5 | 0 | 90.6 | 285.2 | 294.4 | 292.3 | 37.5 | 0
8:00 | 40.9 | 105.5 | 0 | 104.6 | 286.2 | 296.2 | 293.9 | 0.3 | 0
9:00 | 49.2 | 121 | 0 | 130.5 | 287.2 | 296.5 | 294.7 | 0.2 | 0
10:00 | 56.1 | 140.8 | 0 | 140.9 | 288.1 | 296.5 | 295.2 | 0.2 | 0
11:00 | 60.2 | 166 | 0 | 149.1 | 289.1 | 297.1 | 295.9 | 0.3 | 0
noon | 60.2 | -166 | 0 | 150.4 | 290 | 297.6 | 296.6 | 0.1 | 0
13:00 | 56.1 | -140.8 | 0 | 149.6 | 290.6 | 297.8 | 297 | 0 | 0
14:00 | 49.2 | -121 | 0 | 133.5 | 291 | 297.6 | 296.9 | 0 | 0
15:00 | 40.9 | -105.5 | 0 | 111.8 | 291.1 | 297.6 | 296.6 | 0 | 0
16:00 | 31.9 | -92.5 | 0 | 113.1 | 290.9 | 297.2 | 296.4 | 0 | 0
17:00 | 22.8 | -80.8 | 25.1 | 93.4 | 290.2 | 297.1 | 295.8 | 0.2 | 0
18:00 | 14 | -69.7 | 50.8 | 67.2 | 289.3 | 296.7 | 295.6 | 0.2 | 0
19:00 | 5.8 | -58.4 | 47.8 | 41 | 288.3 | 296.3 | 295 | 0.3 | 0
20:00 | -1.4 | -46.7 | 0 | 0 | 287.4 | 296 | 293.4 | 0.1 | 0
21:00 | -7.3 | -34.3 | 0 | 0 | 286.4 | 296.2 | 292.9 | 0.2 | 0
22:00 | -11.6 | -21 | 0 | 0 | 285.7 | 296.1 | 292.6 | 0.2 | 0
23:00 | -13.8 | -7 | 0 | 0 | 284.8 | 296 | 292.4 | 0.2 | 0
July
| solar | solar | direct | diffuse | outdoor | indoor | window | heating | blinds
| altitude | azimuth | radiation | radiation | temp. | temp. | temp. | load | closed
| (degrees) | (degrees) | (W-h/m2) | (W-h/m2) | (K) | (K) | (K) | (W-h/m2) | (% time)
midnight | -15.9 | 7.2 | 0 | 0 | 286.4 | 294.8 | 292.1 | 16 | 0
1:00 | -13.7 | 21.5 | 0 | 0 | 286.1 | 294.3 | 291.6 | 19.6 | 0
2:00 | -9.3 | 35.1 | 0 | 0 | 285.6 | 294.1 | 291.3 | 20 | 0
3:00 | -3.3 | 47.8 | 0 | 0 | 285.3 | 294.1 | 291.2 | 18.6 | 0
4:00 | 4 | 59.7 | 7.4 | 13.9 | 285.5 | 294.2 | 291.6 | 19.3 | 0
5:00 | 12.3 | 71 | 22.1 | 43.4 | 285.8 | 294.8 | 292.5 | 16.5 | 0
6:00 | 21.1 | 82.3 | 12.9 | 72.5 | 286.4 | 295.4 | 293.2 | 16.4 | 0
7:00 | 30.2 | 94.1 | 0 | 90.2 | 286.8 | 295.8 | 293.8 | 14.3 | 0
8:00 | 39.2 | 107.3 | 0 | 107.5 | 287.6 | 296.9 | 295 | 0.1 | 0
9:00 | 47.4 | 122.8 | 0 | 130 | 288.7 | 297.3 | 295.7 | 0 | 0
10:00 | 54.2 | 142.4 | 0 | 152.9 | 289.7 | 297.3 | 296.3 | 0 | 0
11:00 | 58.1 | 166.6 | 0 | 166.1 | 290.7 | 297.5 | 297 | 0 | 0
noon | 58.1 | -166.6 | 0 | 174.3 | 291.7 | 297.8 | 297.6 | 0 | 0
13:00 | 54.2 | -142.4 | 0 | 161.4 | 292.5 | 298 | 297.8 | 0 | 0
14:00 | 47.4 | -122.8 | 0 | 145.3 | 292.9 | 297.7 | 297.5 | 0 | 0
15:00 | 39.2 | -107.3 | 0 | 120.5 | 293 | 297.6 | 297.2 | 0 | 0
16:00 | 30.2 | -94.1 | 0 | 114.7 | 292.8 | 297.5 | 297.2 | 0 | 0
17:00 | 21.1 | -82.3 | 18.9 | 91.1 | 292.4 | 297.2 | 296.8 | 0 | 0
18:00 | 12.3 | -71 | 59.5 | 68.5 | 291.5 | 297.6 | 296.9 | 0 | 0
19:00 | 4 | -59.7 | 57.7 | 35.1 | 290.4 | 297.3 | 296.2 | 0 | 0
20:00 | -3.3 | -47.8 | 0 | 0 | 289.3 | 297.1 | 294.5 | 0 | 0
21:00 | -9.3 | -35.1 | 0 | 0 | 288.4 | 297.2 | 294.1 | 0 | 0
22:00 | -13.7 | -21.5 | 0 | 0 | 287.5 | 297.1 | 293.8 | 0 | 0
23:00 | -15.9 | -7.2 | 0 | 0 | 286.8 | 297 | 293.6 | 0 | 0
August
| solar | solar | direct | diffuse | outdoor | indoor | window | heating | blinds
| altitude | azimuth | radiation | radiation | temp. | temp. | temp. | load | closed
| (degrees) | (degrees) | (W-h/m2) | (W-h/m2) | (K) | (K) | (K) | (W-h/m2) | (% time)
midnight | -23.7 | 7.9 | 0 | 0 | 286.4 | 294.6 | 291.9 | 14.1 | 0
1:00 | -21.3 | 23.5 | 0 | 0 | 286 | 294.3 | 291.6 | 15.5 | 0
2:00 | -16.6 | 38.1 | 0 | 0 | 285.9 | 294.2 | 291.5 | 17.2 | 0
3:00 | -10.1 | 51.6 | 0 | 0 | 285.4 | 294.1 | 291.2 | 18.4 | 0
4:00 | -2.4 | 64.1 | 0 | 0 | 285.1 | 294.1 | 291.1 | 20.7 | 0
5:00 | 6 | 75.9 | 12.7 | 19 | 285.3 | 294.4 | 291.6 | 19.2 | 0
6:00 | 15.1 | 87.6 | 5.8 | 45.6 | 285.9 | 294.8 | 292.3 | 17.8 | 0
7:00 | 24.2 | 99.7 | 0 | 76 | 286.5 | 295.4 | 293.3 | 17.6 | 0
8:00 | 32.9 | 113.1 | 0 | 96.4 | 287.3 | 296.8 | 294.7 | 0 | 0
9:00 | 40.7 | 128.5 | 0 | 119 | 288.2 | 297.3 | 295.2 | 0 | 0
10:00 | 46.9 | 146.9 | 0 | 144.3 | 289.3 | 297 | 296.1 | 0 | 0
11:00 | 50.3 | 168.5 | 0 | 156.9 | 290.4 | 297.3 | 296.6 | 0 | 0
noon | 50.3 | -168.5 | 0 | 169.1 | 291.3 | 297.7 | 297.2 | 0 | 0
13:00 | 46.9 | -146.9 | 0 | 150.2 | 292 | 297.8 | 297.4 | 0 | 0
14:00 | 40.7 | -128.5 | 0 | 130.8 | 292.5 | 297.6 | 297.4 | 0 | 0
15:00 | 32.9 | -113.1 | 0 | 103.7 | 292.6 | 297.8 | 297.2 | 0 | 0
16:00 | 24.2 | -99.7 | 0 | 76.7 | 292.2 | 297.6 | 296.7 | 0 | 0
17:00 | 15.1 | -87.6 | 6.3 | 56.4 | 291.7 | 297.6 | 296 | 0 | 0
18:00 | 6 | -75.9 | 24.9 | 35.1 | 290.9 | 297.2 | 295.7 | 0 | 0
19:00 | -2.4 | -64.1 | 0 | 6 | 289.9 | 297.2 | 294.7 | 0 | 0
20:00 | -10.1 | -51.6 | 0 | 0 | 289 | 297.1 | 294.4 | 0 | 0
21:00 | -16.6 | -38.1 | 0 | 0 | 288.1 | 297.1 | 294.1 | 0 | 0
22:00 | -21.3 | -23.5 | 0 | 0 | 287.3 | 296.6 | 293.6 | 0 | 0
23:00 | -23.7 | -7.9 | 0 | 0 | 286.6 | 296.7 | 293.5 | 0 | 0
September
| solar | solar | direct | diffuse | outdoor | indoor | window | heating | blinds
| altitude | azimuth | radiation | radiation | temp. | temp. | temp. | load | closed
| (degrees) | (degrees) | (W-h/m2) | (W-h/m2) | (K) | (K) | (K) | (W-h/m2) | (% time)
midnight | -35.1 | 9.1 | 0 | 0 | 284.9 | 294.6 | 291.5 | 42.7 | 0
1:00 | -32.3 | 26.9 | 0 | 0 | 284.8 | 294.3 | 291.2 | 43 | 0
2:00 | -27.1 | 43.1 | 0 | 0 | 284.5 | 294.2 | 291 | 42.6 | 0
3:00 | -20 | 57.5 | 0 | 0 | 284.3 | 294.2 | 290.9 | 42 | 0
4:00 | -11.8 | 70.6 | 0 | 0 | 284.1 | 294.1 | 290.8 | 42.8 | 0
5:00 | -3 | 82.8 | 0 | 0.3 | 284 | 294.1 | 290.8 | 44.9 | 0
6:00 | 6 | 94.7 | 0 | 19.9 | 284.3 | 294.2 | 291.1 | 42.3 | 0
7:00 | 15 | 107 | 0 | 44.4 | 284.7 | 294.6 | 291.8 | 37.2 | 0
8:00 | 23.3 | 120.2 | 0 | 67.9 | 285.4 | 297 | 293.8 | 0.3 | 0
9:00 | 30.6 | 135 | 0 | 89.9 | 286.1 | 296.9 | 294.3 | 0.6 | 0
10:00 | 36 | 151.7 | 0 | 104.9 | 286.8 | 296.9 | 294.7 | 0.3 | 0
11:00 | 39 | 170.3 | 0 | 105.9 | 287.6 | 297 | 294.9 | 0.2 | 0
noon | 39 | -170.3 | 0 | 104.9 | 288.3 | 297.1 | 295.3 | 0.1 | 0
13:00 | 36 | -151.7 | 0 | 101.4 | 288.9 | 297.4 | 295.4 | 0.2 | 0
14:00 | 30.6 | -135 | 0 | 92.6 | 289.4 | 297 | 295.7 | 0.2 | 0
15:00 | 23.3 | -120.2 | 0 | 73.2 | 289.5 | 296.9 | 295.6 | 0.2 | 0
16:00 | 15 | -107 | 0 | 44.6 | 289.3 | 297 | 294.9 | 0 | 0
17:00 | 6 | -94.7 | 0 | 23.9 | 288.6 | 296.8 | 294.4 | 0.1 | 0
18:00 | -3 | -82.8 | 0 | 2.4 | 287.8 | 296.9 | 294 | 0.1 | 0
19:00 | -11.8 | -70.6 | 0 | 0 | 287.1 | 296.7 | 293.7 | 0.2 | 0
20:00 | -20 | -57.5 | 0 | 0 | 286.5 | 296.7 | 293.3 | 0.3 | 0
21:00 | -27.1 | -43.1 | 0 | 0 | 285.9 | 296.9 | 293.1 | 0.2 | 0
22:00 | -32.3 | -26.9 | 0 | 0 | 285.3 | 296.4 | 292.8 | 0.4 | 0
23:00 | -35.1 | -9.1 | 0 | 0 | 285 | 296.7 | 292.8 | 0.2 | 0
October
| solar | solar | direct | diffuse | outdoor | indoor | window | heating | blinds
| altitude | azimuth | radiation | radiation | temp. | temp. | temp. | load | closed
| (degrees) | (degrees) | (W-h/m2) | (W-h/m2) | (K) | (K) | (K) | (W-h/m2) | (% time)
midnight | -47 | 10.8 | 0 | 0 | 282.1 | 294.2 | 290.2 | 58.4 | 0
1:00 | -43.7 | 31.4 | 0 | 0 | 282.1 | 294.1 | 290.2 | 57.5 | 0
2:00 | -37.8 | 49.3 | 0 | 0 | 282 | 294.1 | 290.1 | 59 | 0
3:00 | -30.1 | 64.6 | 0 | 0 | 281.8 | 294.1 | 290.1 | 59.9 | 0
4:00 | -21.5 | 78 | 0 | 0 | 281.8 | 294.1 | 290.1 | 61.4 | 0
5:00 | -12.4 | 90.2 | 0 | 0 | 281.7 | 294.1 | 290 | 66.1 | 0
6:00 | -3.4 | 102 | 0 | 0.8 | 281.8 | 294.1 | 290.1 | 66.8 | 0
7:00 | 5.2 | 114 | 0 | 16.8 | 282.2 | 294.1 | 290.4 | 65.1 | 0
8:00 | 13 | 126.6 | 0 | 37.6 | 282.6 | 296 | 292.2 | 0.5 | 0
9:00 | 19.7 | 140.4 | 0 | 61.3 | 283.3 | 296.3 | 292.5 | 0.8 | 0
10:00 | 24.5 | 155.5 | 0 | 70.4 | 283.9 | 296.2 | 292.9 | 0.9 | 0
11:00 | 27.1 | 171.7 | 0 | 81.3 | 284.6 | 296.5 | 293.3 | 0.8 | 0
noon | 27.1 | -171.7 | 0 | 79 | 285.1 | 296.2 | 293.4 | 0.8 | 0
13:00 | 24.5 | -155.5 | 0 | 65.6 | 285.4 | 296.4 | 293.2 | 0.6 | 0
14:00 | 19.7 | -140.4 | 0 | 49.7 | 285.5 | 295.9 | 293.4 | 0.7 | 0
15:00 | 13 | -126.6 | 0 | 33.4 | 285.3 | 296.4 | 292.8 | 0.4 | 0
16:00 | 5.2 | -114 | 0 | 14.6 | 284.7 | 296.1 | 292.4 | 0.4 | 0
17:00 | -3.4 | -102 | 0 | 0.4 | 284.1 | 296.3 | 292.2 | 0.3 | 0
18:00 | -12.4 | -90.2 | 0 | 0 | 283.5 | 296.2 | 291.8 | 0.5 | 0
19:00 | -21.5 | -78 | 0 | 0 | 283.1 | 296.1 | 291.7 | 0.3 | 0
20:00 | -30.1 | -64.6 | 0 | 0 | 282.8 | 296.1 | 291.6 | 0.4 | 0
21:00 | -37.8 | -49.3 | 0 | 0 | 282.5 | 296.1 | 291.7 | 0.5 | 0
22:00 | -43.7 | -31.4 | 0 | 0 | 282.4 | 295.7 | 291.5 | 0.4 | 0
23:00 | -47 | -10.8 | 0 | 0 | 282.2 | 296 | 291.7 | 0.3 | 0
November
| solar | solar | direct | diffuse | outdoor | indoor | window | heating | blinds
| altitude | azimuth | radiation | radiation | temp. | temp. | temp. | load | closed
| (degrees) | (degrees) | (W-h/m2) | (W-h/m2) | (K) | (K) | (K) | (W-h/m2) | (% time)
midnight | -56.2 | 12.8 | 0 | 0 | 278.9 | 294.1 | 289.1 | 103.9 | 0
1:00 | -52.4 | 36.3 | 0 | 0 | 278.8 | 294.1 | 289.1 | 104.9 | 0
2:00 | -45.8 | 55.6 | 0 | 0 | 278.6 | 294.1 | 289.1 | 111 | 0
3:00 | -37.7 | 71.1 | 0 | 0 | 278.5 | 294.1 | 289 | 107.4 | 0
4:00 | -28.8 | 84.3 | 0 | 0 | 278.4 | 294.1 | 289 | 103.4 | 0
5:00 | -19.7 | 96.2 | 0 | 0 | 278.4 | 294.1 | 289 | 106.9 | 0
6:00 | -10.7 | 107.7 | 0 | 0 | 278.3 | 294.1 | 289 | 107.2 | 0
7:00 | -2.4 | 119.2 | 0 | 1 | 278.2 | 294.1 | 288.9 | 107.8 | 0
8:00 | 5 | 131.2 | 0 | 16 | 278.4 | 295.8 | 290.7 | 0.1 | 0
9:00 | 11.1 | 144.1 | 0 | 30.1 | 278.8 | 296.1 | 290.6 | 1.4 | 0
10:00 | 15.5 | 157.9 | 0 | 45.9 | 279.2 | 295.9 | 290.9 | 1.5 | 0
11:00 | 17.8 | 172.5 | 0 | 57.8 | 279.7 | 295.7 | 291.4 | 1.7 | 0
noon | 17.8 | -172.5 | 0 | 55.3 | 280.1 | 295.9 | 291.3 | 1.4 | 0
13:00 | 15.5 | -157.9 | 0 | 47.3 | 280.3 | 295.8 | 291.1 | 1.5 | 0
14:00 | 11.1 | -144.1 | 0 | 30.2 | 280.4 | 295.8 | 291.4 | 1.1 | 0
15:00 | 5 | -131.2 | 0 | 12.9 | 280.2 | 295.7 | 291 | 1.1 | 0
16:00 | -2.4 | -119.2 | 0 | 0 | 280 | 296.3 | 290.8 | 0.1 | 0
17:00 | -10.7 | -107.7 | 0 | 0 | 279.7 | 296 | 290.7 | 0.9 | 0
18:00 | -19.7 | -96.2 | 0 | 0 | 279.6 | 296 | 290.5 | 0.4 | 0
19:00 | -28.8 | -84.3 | 0 | 0 | 279.4 | 296 | 290.6 | 0.4 | 0
20:00 | -37.7 | -71.1 | 0 | 0 | 279.4 | 295.8 | 290.5 | 0.5 | 0
21:00 | -45.8 | -55.6 | 0 | 0 | 279.2 | 296.1 | 290.7 | 0.5 | 0
22:00 | -52.4 | -36.3 | 0 | 0 | 279 | 295.6 | 290.4 | 1 | 0
23:00 | -56.2 | -12.8 | 0 | 0 | 278.8 | 296.4 | 290.4 | 0.3 | 0
December
| solar | solar | direct | diffuse | outdoor | indoor | window | heating | blinds
| altitude | azimuth | radiation | radiation | temp. | temp. | temp. | load | closed
| (degrees) | (degrees) | (W-h/m2) | (W-h/m2) | (K) | (K) | (K) | (W-h/m2) | (% time)
midnight | -60.2 | 13.9 | 0 | 0 | 276.9 | 294.1 | 288.5 | 109.1 | 0
1:00 | -56.1 | 39.1 | 0 | 0 | 276.8 | 294.1 | 288.5 | 113 | 0
2:00 | -49.2 | 58.9 | 0 | 0 | 276.8 | 294.1 | 288.5 | 113.4 | 0
3:00 | -40.9 | 74.4 | 0 | 0 | 276.8 | 294.1 | 288.5 | 113.4 | 0
4:00 | -31.9 | 87.4 | 0 | 0 | 276.9 | 294.1 | 288.5 | 110.7 | 0
5:00 | -22.8 | 99.1 | 0 | 0 | 277 | 294.1 | 288.5 | 113.7 | 0
6:00 | -14 | 110.2 | 0 | 0 | 276.9 | 294.1 | 288.5 | 110.9 | 0
7:00 | -5.8 | 121.5 | 0 | 0 | 276.9 | 294.1 | 288.5 | 108.1 | 0
8:00 | 1.4 | 133.2 | 0 | 1.8 | 277.1 | 295.9 | 289.6 | 0 | 0
9:00 | 7.3 | 145.7 | 0 | 14.9 | 277.3 | 296 | 290.1 | 0.9 | 0
10:00 | 11.6 | 158.9 | 0 | 28.6 | 277.7 | 295.9 | 290.3 | 1.6 | 0
11:00 | 13.8 | 172.9 | 0 | 36.8 | 277.9 | 296 | 290.4 | 1.7 | 0
noon | 13.8 | -172.9 | 0 | 37.9 | 278.2 | 296 | 290.7 | 1.7 | 0
13:00 | 11.6 | -158.9 | 0 | 29 | 278.4 | 296.2 | 290.6 | 1 | 0
14:00 | 7.3 | -145.7 | 0 | 18.1 | 278.3 | 295.8 | 290.4 | 1.5 | 0
15:00 | 1.4 | -133.2 | 0 | 4.7 | 278.2 | 295.9 | 290.4 | 0.6 | 0
16:00 | -5.8 | -121.5 | 0 | 0 | 277.8 | 295.9 | 290.2 | 0.8 | 0
17:00 | -14 | -110.2 | 0 | 0 | 277.7 | 296.1 | 290 | 0.8 | 0
18:00 | -22.8 | -99.1 | 0 | 0 | 277.5 | 295.8 | 289.9 | 0.8 | 0
19:00 | -31.9 | -87.4 | 0 | 0 | 277.5 | 296.1 | 290 | 0.5 | 0
20:00 | -40.9 | -74.4 | 0 | 0 | 277.3 | 295.9 | 289.8 | 0.9 | 0
21:00 | -49.2 | -58.9 | 0 | 0 | 277.1 | 295.9 | 289.9 | 0.6 | 0
22:00 | -56.1 | -39.1 | 0 | 0 | 277.1 | 296 | 289.9 | 0.7 | 0
23:00 | -60.2 | -13.9 | 0 | 0 | 277 | 296.2 | 289.8 | 0.8 | 0

## Sheet75
Scenario Four (green)
Tue Dec 03 2019 23:34:40 GMT+0000 (Greenwich Mean Time)
Setup Information:
Building
Location | UK - London
Building length, side A | N/A
Building length, side B | N/A
Simulation Type
Simulation Type | one_sided
Window Description
Typology | dgu_nb
Glazing Type | clear
Window Area | 75%
Wall Description
Insulation R-Value | 99999999.9 m2-K/W
Occupancy
Type | Low-rise Residential
Occupancy Load | 0.000 people per m2
Lighting Requirements | 400 lux
Equipment Load | 0.00 W/m2
Room Ventilation
Air Change Rate per Occupant | 15.0 liters / sec per person
Total Air Change Rate | 0.0 roomfuls per hour
Lighting Control
Lighting Control | lights do not respond to daylight: all lights fully on while building is occupied
Representative Room
Orientation | north
Room Depth | 27 m
Room Width | 5 m
Room Height | 2.2 m
Thermal Mass
Thermal Mass | none
Overhang
Overhang Depth | 0 m
Roof
Roof Type | adiabatic roof
Simulation Results:
Primary Energy Use and CO2 Emissions
| heating | cooling | lighting | total | CO2
| energy | energy | energy | energy | emissions
| (kWh/m2) | (kWh/m2) | (kWh/m2) | (kWh/m2) | (kg/m2)
January | 33.4 | 0 | 7.3 | 40.7 | 8.1
February | 28.1 | 0 | 6.6 | 34.7 | 6.9
March | 32.1 | 0 | 7.3 | 39.4 | 7.9
April | 26 | 0 | 7.1 | 33.1 | 6.6
May | 18.9 | 0 | 7.3 | 26.2 | 5.2
June | 9.5 | 0 | 7.1 | 16.6 | 3.3
July | 4.3 | 0 | 7.3 | 11.6 | 2.3
August | 4.3 | 0 | 7.3 | 11.6 | 2.3
September | 10.2 | 0 | 7.1 | 17.3 | 3.5
October | 15.6 | 0 | 7.3 | 22.9 | 4.6
November | 26 | 0 | 7.1 | 33.1 | 6.6
December | 28.1 | 0 | 7.3 | 35.4 | 7.1
Total | 236.5 | 0 | 86.1 | 322.6 | 64.5 | yearly energy
January
| solar | solar | direct | diffuse | outdoor | indoor | window | heating | blinds
| altitude | azimuth | radiation | radiation | temp. | temp. | temp. | load | closed
| (degrees) | (degrees) | (W-h/m2) | (W-h/m2) | (K) | (K) | (K) | (W-h/m2) | (% time)
midnight | -58.1 | 13.3 | 0 | 0 | 275.9 | 294.1 | 288.2 | 136.6 | 0
1:00 | -54.2 | 37.6 | 0 | 0 | 275.8 | 294.1 | 288.2 | 136 | 0
2:00 | -47.5 | 57.1 | 0 | 0 | 275.8 | 294.1 | 288.2 | 134.5 | 0
3:00 | -39.2 | 72.7 | 0 | 0 | 275.7 | 294.1 | 288.1 | 130.3 | 0
4:00 | -30.2 | 85.8 | 0 | 0 | 275.6 | 294.1 | 288.1 | 133.1 | 0
5:00 | -21.1 | 97.6 | 0 | 0 | 275.6 | 294.1 | 288.1 | 132.9 | 0
6:00 | -12.3 | 108.9 | 0 | 0 | 275.5 | 294.1 | 288.1 | 130.6 | 0
7:00 | -4 | 120.3 | 0 | 0 | 275.5 | 294.1 | 288.1 | 129.4 | 0
8:00 | 3.3 | 132.2 | 0 | 5.1 | 275.7 | 295.8 | 289.1 | 0 | 0
9:00 | 9.3 | 144.9 | 0 | 20.2 | 276.1 | 295.8 | 289.7 | 1.2 | 0
10:00 | 13.6 | 158.4 | 0 | 34.6 | 276.5 | 295.8 | 290 | 1.8 | 0
11:00 | 15.9 | 172.7 | 0 | 40.5 | 276.7 | 296 | 290 | 2 | 0
noon | 15.9 | -172.7 | 0 | 42.7 | 277.2 | 296 | 290.4 | 1.7 | 0
13:00 | 13.6 | -158.4 | 0 | 38.1 | 277.6 | 296 | 290.4 | 1.5 | 0
14:00 | 9.3 | -144.9 | 0 | 26.7 | 277.5 | 296.1 | 290.2 | 1.6 | 0
15:00 | 3.3 | -132.2 | 0 | 13.2 | 277.3 | 296.2 | 290 | 0.9 | 0
16:00 | -4 | -120.3 | 0 | 0.6 | 277 | 295.9 | 289.7 | 0.8 | 0
17:00 | -12.3 | -108.9 | 0 | 0 | 276.8 | 296.1 | 289.8 | 0.6 | 0
18:00 | -21.1 | -97.6 | 0 | 0 | 276.5 | 296 | 289.5 | 0.8 | 0
19:00 | -30.2 | -85.8 | 0 | 0 | 276.3 | 296.1 | 289.7 | 0.7 | 0
20:00 | -39.2 | -72.7 | 0 | 0 | 276.1 | 295.9 | 289.3 | 0.6 | 0
21:00 | -47.5 | -57.1 | 0 | 0 | 276.1 | 295.9 | 289.6 | 0.6 | 0
22:00 | -54.2 | -37.6 | 0 | 0 | 276 | 296.1 | 289.5 | 0.6 | 0
23:00 | -58.1 | -13.3 | 0 | 0 | 275.9 | 296 | 289.7 | 0.6 | 0
February
| solar | solar | direct | diffuse | outdoor | indoor | window | heating | blinds
| altitude | azimuth | radiation | radiation | temp. | temp. | temp. | load | closed
| (degrees) | (degrees) | (W-h/m2) | (W-h/m2) | (K) | (K) | (K) | (W-h/m2) | (% time)
midnight | -50.4 | 11.4 | 0 | 0 | 275.4 | 294.1 | 288 | 117.1 | 0
1:00 | -46.9 | 33 | 0 | 0 | 275.3 | 294.1 | 288 | 111.6 | 0
2:00 | -40.8 | 51.4 | 0 | 0 | 275.2 | 294.1 | 288 | 115.8 | 0
3:00 | -32.9 | 66.9 | 0 | 0 | 275.2 | 294.1 | 288 | 122.3 | 0
4:00 | -24.2 | 80.2 | 0 | 0 | 275.2 | 294.1 | 288 | 124.3 | 0
5:00 | -15.1 | 92.3 | 0 | 0 | 275.1 | 294.1 | 287.9 | 128.9 | 0
6:00 | -6.1 | 104 | 0 | 0 | 275.1 | 294.1 | 287.9 | 128.7 | 0
7:00 | 2.4 | 115.9 | 0 | 2.3 | 275.1 | 294.1 | 288 | 132.3 | 0
8:00 | 10.1 | 128.3 | 0 | 20.6 | 275.5 | 296.3 | 289.6 | 0.1 | 0
9:00 | 16.5 | 141.8 | 0 | 40.4 | 276.1 | 295.9 | 289.9 | 2.3 | 0
10:00 | 21.2 | 156.4 | 0 | 55.1 | 276.7 | 296.2 | 290.3 | 2.4 | 0
11:00 | 23.7 | 172 | 0 | 60.6 | 277.3 | 295.8 | 290.3 | 2.9 | 0
noon | 23.7 | -172 | 0 | 65.1 | 277.9 | 295.6 | 290.7 | 2.4 | 0
13:00 | 21.2 | -156.4 | 0 | 57 | 278.4 | 296.2 | 290.7 | 1.8 | 0
14:00 | 16.5 | -141.8 | 0 | 53.5 | 278.5 | 295.8 | 290.8 | 2.2 | 0
15:00 | 10.1 | -128.3 | 0 | 36 | 278.3 | 295.8 | 290.6 | 1.9 | 0
16:00 | 2.4 | -115.9 | 0 | 14.5 | 277.7 | 295.8 | 290.1 | 1.2 | 0
17:00 | -6.1 | -104 | 0 | 0.3 | 277.1 | 295.7 | 289.9 | 1 | 0
18:00 | -15.1 | -92.3 | 0 | 0 | 276.7 | 296 | 289.8 | 0.5 | 0
19:00 | -24.2 | -80.2 | 0 | 0 | 276.3 | 295.9 | 289.5 | 0.8 | 0
20:00 | -32.9 | -66.9 | 0 | 0 | 276 | 295.7 | 289.4 | 0.6 | 0
21:00 | -40.8 | -51.4 | 0 | 0 | 275.7 | 296.2 | 289.5 | 0.5 | 0
22:00 | -46.9 | -33 | 0 | 0 | 275.5 | 296 | 289.2 | 0.9 | 0
23:00 | -50.4 | -11.4 | 0 | 0 | 275.4 | 295.9 | 289.5 | 0.5 | 0
March
| solar | solar | direct | diffuse | outdoor | indoor | window | heating | blinds
| altitude | azimuth | radiation | radiation | temp. | temp. | temp. | load | closed
| (degrees) | (degrees) | (W-h/m2) | (W-h/m2) | (K) | (K) | (K) | (W-h/m2) | (% time)
midnight | -39 | 9.6 | 0 | 0 | 276.9 | 294.1 | 288.5 | 128.8 | 0
1:00 | -36 | 28.2 | 0 | 0 | 276.8 | 294.1 | 288.5 | 132.7 | 0
2:00 | -30.6 | 45 | 0 | 0 | 276.7 | 294.1 | 288.4 | 136.9 | 0
3:00 | -23.4 | 59.7 | 0 | 0 | 276.5 | 294.1 | 288.4 | 129.4 | 0
4:00 | -15 | 72.9 | 0 | 0 | 276.3 | 294.1 | 288.3 | 130.7 | 0
5:00 | -6.1 | 85.2 | 0 | 0 | 276.4 | 294.1 | 288.3 | 125.5 | 0
6:00 | 2.9 | 97.1 | 0 | 4.1 | 276.6 | 294.1 | 288.4 | 117.9 | 0
7:00 | 11.8 | 109.3 | 0 | 24.9 | 276.9 | 294.1 | 288.8 | 114.1 | 0
8:00 | 20 | 122.4 | 0 | 48.1 | 277.4 | 296.1 | 290.3 | 1 | 0
9:00 | 27 | 136.9 | 0 | 66.7 | 278 | 295.9 | 290.7 | 2 | 0
10:00 | 32.2 | 153.1 | 0 | 85.8 | 278.8 | 295.9 | 291.1 | 2.2 | 0
11:00 | 35.1 | 170.8 | 0 | 100 | 279.8 | 296.3 | 291.7 | 2 | 0
noon | 35.1 | -170.8 | 0 | 101.7 | 280.5 | 295.9 | 292.2 | 2.1 | 0
13:00 | 32.2 | -153.1 | 0 | 93 | 281.2 | 295.5 | 292.4 | 1.6 | 0
14:00 | 27 | -136.9 | 0 | 79.8 | 281.5 | 295.9 | 292.2 | 1.5 | 0
15:00 | 20 | -122.4 | 0 | 58.9 | 281.4 | 295.9 | 291.7 | 1.4 | 0
16:00 | 11.8 | -109.3 | 0 | 34.5 | 280.9 | 296.2 | 291.3 | 1.2 | 0
17:00 | 2.9 | -97.1 | 0 | 15.4 | 280.1 | 296.1 | 290.7 | 1.3 | 0
18:00 | -6.1 | -85.2 | 0 | 0 | 279.4 | 295.9 | 290.5 | 0.8 | 0
19:00 | -15 | -72.9 | 0 | 0 | 278.7 | 295.9 | 290.3 | 0.8 | 0
20:00 | -23.4 | -59.7 | 0 | 0 | 278.2 | 295.8 | 290.3 | 0.8 | 0
21:00 | -30.6 | -45 | 0 | 0 | 277.8 | 296.2 | 289.9 | 0.5 | 0
22:00 | -36 | -28.2 | 0 | 0 | 277.3 | 295.8 | 290.1 | 1.2 | 0
23:00 | -39 | -9.6 | 0 | 0 | 277.1 | 296 | 289.9 | 0.6 | 0
April
| solar | solar | direct | diffuse | outdoor | indoor | window | heating | blinds
| altitude | azimuth | radiation | radiation | temp. | temp. | temp. | load | closed
| (degrees) | (degrees) | (W-h/m2) | (W-h/m2) | (K) | (K) | (K) | (W-h/m2) | (% time)
midnight | -27.1 | 8.3 | 0 | 0 | 278.5 | 294.1 | 289 | 106.1 | 0
1:00 | -24.5 | 24.4 | 0 | 0 | 278.2 | 294.1 | 288.9 | 104.1 | 0
2:00 | -19.7 | 39.5 | 0 | 0 | 278 | 294.1 | 288.9 | 105.8 | 0
3:00 | -13.1 | 53.3 | 0 | 0 | 277.7 | 294.1 | 288.8 | 107.8 | 0
4:00 | -5.2 | 66 | 0 | 0 | 277.4 | 294.1 | 288.7 | 106.8 | 0
5:00 | 3.4 | 78 | 3 | 8 | 277.6 | 294.1 | 288.8 | 105.5 | 0
6:00 | 12.4 | 89.8 | 0.4 | 33.9 | 278.1 | 294.1 | 289.2 | 108 | 0
7:00 | 21.5 | 102 | 0 | 60.7 | 278.8 | 294.1 | 289.8 | 103.9 | 0
8:00 | 30.1 | 115.3 | 0 | 79.7 | 279.5 | 295.6 | 291.6 | 1.8 | 0
9:00 | 37.7 | 130.6 | 0 | 102.3 | 280.6 | 296 | 292 | 2.5 | 0
10:00 | 43.7 | 148.5 | 0 | 121.4 | 281.5 | 295.7 | 292.5 | 2.2 | 0
11:00 | 47 | 169.1 | 0 | 133.9 | 282.5 | 295.6 | 292.9 | 2 | 0
noon | 47 | -169.1 | 0 | 135.6 | 283.5 | 296.2 | 293.4 | 1.5 | 0
13:00 | 43.7 | -148.5 | 0 | 127.4 | 284.2 | 296 | 293.5 | 1.3 | 0
14:00 | 37.7 | -130.6 | 0 | 116.3 | 284.7 | 296.3 | 293.5 | 1 | 0
15:00 | 30.1 | -115.3 | 0 | 86.8 | 285 | 295.9 | 293.5 | 1 | 0
16:00 | 21.5 | -102 | 0 | 66.8 | 284.7 | 295.8 | 293.1 | 0.9 | 0
17:00 | 12.4 | -89.8 | 0.5 | 41.3 | 283.9 | 296.1 | 292.6 | 0.8 | 0
18:00 | 3.4 | -78 | 12.3 | 16.4 | 283 | 295.6 | 292.1 | 1.1 | 0
19:00 | -5.2 | -66 | 0 | 0 | 282 | 296.1 | 291.4 | 0.5 | 0
20:00 | -13.1 | -53.3 | 0 | 0 | 281 | 295.9 | 291 | 0.8 | 0
21:00 | -19.7 | -39.5 | 0 | 0 | 280 | 295.9 | 290.7 | 0.7 | 0
22:00 | -24.5 | -24.4 | 0 | 0 | 279.3 | 296 | 290.5 | 1 | 0
23:00 | -27.1 | -8.3 | 0 | 0 | 278.6 | 295.7 | 290.1 | 0.7 | 0
May
| solar | solar | direct | diffuse | outdoor | indoor | window | heating | blinds
| altitude | azimuth | radiation | radiation | temp. | temp. | temp. | load | closed
| (degrees) | (degrees) | (W-h/m2) | (W-h/m2) | (K) | (K) | (K) | (W-h/m2) | (% time)
midnight | -17.9 | 7.4 | 0 | 0 | 281 | 294.1 | 289.8 | 76.2 | 0
1:00 | -15.5 | 22 | 0 | 0 | 280.8 | 294.1 | 289.7 | 76.8 | 0
2:00 | -11.1 | 35.8 | 0 | 0 | 280.5 | 294.1 | 289.7 | 77.2 | 0
3:00 | -5 | 48.7 | 0 | 0 | 280.2 | 294.1 | 289.5 | 75.9 | 0
4:00 | 2.4 | 60.8 | 12.8 | 10.9 | 280.2 | 294.1 | 289.8 | 77.4 | 0
5:00 | 10.7 | 72.3 | 41.5 | 40.6 | 280.5 | 294.1 | 290.5 | 75.6 | 0
6:00 | 19.6 | 83.7 | 18 | 62.9 | 280.9 | 294.1 | 290.6 | 75.7 | 0
7:00 | 28.7 | 95.6 | 0 | 84.8 | 281.8 | 294.1 | 291 | 66.7 | 0
8:00 | 37.6 | 108.8 | 0 | 101.3 | 282.7 | 296.4 | 292.5 | 0.8 | 0
9:00 | 45.8 | 124.4 | 0 | 131.7 | 283.7 | 295.9 | 293.5 | 1.3 | 0
10:00 | 52.4 | 143.6 | 0 | 145.9 | 284.8 | 296 | 293.9 | 1 | 0
11:00 | 56.2 | 167.2 | 0 | 152.2 | 285.8 | 296 | 294.5 | 0.6 | 0
noon | 56.2 | -167.2 | 0 | 145.7 | 286.8 | 296.1 | 294.6 | 0.5 | 0
13:00 | 52.4 | -143.6 | 0 | 137.1 | 287.6 | 296.5 | 294.9 | 0.3 | 0
14:00 | 45.8 | -124.4 | 0 | 134.2 | 288 | 296.4 | 295.2 | 0.5 | 0
15:00 | 37.6 | -108.8 | 0 | 116.3 | 288 | 296.4 | 294.7 | 0.4 | 0
16:00 | 28.7 | -95.6 | 0 | 97.6 | 287.9 | 296.2 | 294.6 | 0.3 | 0
17:00 | 19.6 | -83.7 | 19 | 74.3 | 287.3 | 296.2 | 294.2 | 0.3 | 0
18:00 | 10.7 | -72.3 | 47.9 | 48.7 | 286.3 | 296.2 | 294 | 0.2 | 0
19:00 | 2.4 | -60.8 | 25.2 | 18.1 | 285.1 | 296.1 | 293 | 0.3 | 0
20:00 | -5 | -48.7 | 0 | 0 | 284 | 295.9 | 291.9 | 0.3 | 0
21:00 | -11.1 | -35.8 | 0 | 0 | 283.1 | 296.3 | 291.7 | 0.2 | 0
22:00 | -15.5 | -22 | 0 | 0 | 282.3 | 296 | 291.3 | 0.5 | 0
23:00 | -17.9 | -7.4 | 0 | 0 | 281.5 | 295.7 | 291.4 | 0.5 | 0
June
| solar | solar | direct | diffuse | outdoor | indoor | window | heating | blinds
| altitude | azimuth | radiation | radiation | temp. | temp. | temp. | load | closed
| (degrees) | (degrees) | (W-h/m2) | (W-h/m2) | (K) | (K) | (K) | (W-h/m2) | (% time)
midnight | -13.8 | 7 | 0 | 0 | 284.5 | 294.1 | 290.9 | 43.1 | 0
1:00 | -11.6 | 21 | 0 | 0 | 284.2 | 294.1 | 290.9 | 42.1 | 0
2:00 | -7.3 | 34.3 | 0 | 0 | 283.9 | 294.1 | 290.7 | 38.8 | 0
3:00 | -1.4 | 46.7 | 0 | 0 | 283.6 | 294.1 | 290.6 | 37.8 | 0
4:00 | 5.8 | 58.4 | 47 | 27.4 | 283.7 | 294.2 | 291.6 | 38.4 | 0
5:00 | 14 | 69.7 | 54.6 | 52.4 | 284.2 | 294.3 | 292.1 | 37.9 | 0
6:00 | 22.8 | 80.8 | 26.7 | 76.8 | 284.6 | 294.4 | 292.1 | 38.6 | 0
7:00 | 31.9 | 92.5 | 0 | 90.6 | 285.2 | 294.3 | 292.3 | 37.5 | 0
8:00 | 40.9 | 105.5 | 0 | 104.6 | 286.2 | 296.1 | 293.9 | 0.3 | 0
9:00 | 49.2 | 121 | 0 | 130.5 | 287.2 | 296.7 | 294.6 | 0.2 | 0
10:00 | 56.1 | 140.8 | 0 | 140.9 | 288.1 | 296.5 | 295.3 | 0.2 | 0
11:00 | 60.2 | 166 | 0 | 149.1 | 289.1 | 296.9 | 296 | 0.3 | 0
noon | 60.2 | -166 | 0 | 150.4 | 290 | 297.5 | 296.7 | 0.1 | 0
13:00 | 56.1 | -140.8 | 0 | 149.6 | 290.6 | 297.7 | 296.9 | 0 | 0
14:00 | 49.2 | -121 | 0 | 133.5 | 291 | 297.6 | 296.8 | 0 | 0
15:00 | 40.9 | -105.5 | 0 | 111.8 | 291.1 | 297.6 | 296.5 | 0 | 0
16:00 | 31.9 | -92.5 | 0 | 113.1 | 290.9 | 297.4 | 296.2 | 0 | 0
17:00 | 22.8 | -80.8 | 25.1 | 93.4 | 290.2 | 297.1 | 295.8 | 0.2 | 0
18:00 | 14 | -69.7 | 50.8 | 67.2 | 289.3 | 297 | 295.5 | 0.2 | 0
19:00 | 5.8 | -58.4 | 47.8 | 41 | 288.3 | 296.4 | 295 | 0.3 | 0
20:00 | -1.4 | -46.7 | 0 | 0 | 287.4 | 296.1 | 293.2 | 0.1 | 0
21:00 | -7.3 | -34.3 | 0 | 0 | 286.4 | 296.3 | 292.8 | 0.1 | 0
22:00 | -11.6 | -21 | 0 | 0 | 285.7 | 296 | 292.5 | 0.3 | 0
23:00 | -13.8 | -7 | 0 | 0 | 284.8 | 295.9 | 292.4 | 0.2 | 0
July
| solar | solar | direct | diffuse | outdoor | indoor | window | heating | blinds
| altitude | azimuth | radiation | radiation | temp. | temp. | temp. | load | closed
| (degrees) | (degrees) | (W-h/m2) | (W-h/m2) | (K) | (K) | (K) | (W-h/m2) | (% time)
midnight | -15.9 | 7.2 | 0 | 0 | 286.4 | 294.8 | 292.1 | 15.8 | 0
1:00 | -13.7 | 21.5 | 0 | 0 | 286.1 | 294.3 | 291.6 | 19.6 | 0
2:00 | -9.3 | 35.1 | 0 | 0 | 285.6 | 294.1 | 291.3 | 20.1 | 0
3:00 | -3.3 | 47.8 | 0 | 0 | 285.3 | 294.1 | 291.2 | 18.6 | 0
4:00 | 4 | 59.7 | 7.4 | 13.9 | 285.5 | 294.2 | 291.6 | 19.4 | 0
5:00 | 12.3 | 71 | 22.1 | 43.4 | 285.8 | 294.8 | 292.5 | 16.4 | 0
6:00 | 21.1 | 82.3 | 12.9 | 72.5 | 286.4 | 295.4 | 293.2 | 16.4 | 0
7:00 | 30.2 | 94.1 | 0 | 90.2 | 286.8 | 295.8 | 293.8 | 14.3 | 0
8:00 | 39.2 | 107.3 | 0 | 107.5 | 287.6 | 296.9 | 295 | 0.1 | 0
9:00 | 47.4 | 122.8 | 0 | 130 | 288.7 | 297.3 | 295.7 | 0 | 0
10:00 | 54.2 | 142.4 | 0 | 152.9 | 289.7 | 297.3 | 296.3 | 0 | 0
11:00 | 58.1 | 166.6 | 0 | 166.1 | 290.7 | 297.9 | 297.2 | 0 | 0
noon | 58.1 | -166.6 | 0 | 174.3 | 291.7 | 297.8 | 297.6 | 0 | 0
13:00 | 54.2 | -142.4 | 0 | 161.4 | 292.5 | 298 | 297.9 | 0 | 0
14:00 | 47.4 | -122.8 | 0 | 145.3 | 292.9 | 297.6 | 297.6 | 0 | 0
15:00 | 39.2 | -107.3 | 0 | 120.5 | 293 | 297.7 | 297.2 | 0 | 0
16:00 | 30.2 | -94.1 | 0 | 114.7 | 292.8 | 297.5 | 297.2 | 0 | 0
17:00 | 21.1 | -82.3 | 18.9 | 91.1 | 292.4 | 297.4 | 296.9 | 0 | 0
18:00 | 12.3 | -71 | 59.5 | 68.5 | 291.5 | 297.5 | 296.7 | 0 | 0
19:00 | 4 | -59.7 | 57.7 | 35.1 | 290.4 | 297.4 | 296.2 | 0 | 0
20:00 | -3.3 | -47.8 | 0 | 0 | 289.3 | 297.2 | 294.5 | 0 | 0
21:00 | -9.3 | -35.1 | 0 | 0 | 288.4 | 297 | 294.2 | 0 | 0
22:00 | -13.7 | -21.5 | 0 | 0 | 287.5 | 297.1 | 293.8 | 0 | 0
23:00 | -15.9 | -7.2 | 0 | 0 | 286.8 | 297.3 | 293.6 | 0 | 0
August
| solar | solar | direct | diffuse | outdoor | indoor | window | heating | blinds
| altitude | azimuth | radiation | radiation | temp. | temp. | temp. | load | closed
| (degrees) | (degrees) | (W-h/m2) | (W-h/m2) | (K) | (K) | (K) | (W-h/m2) | (% time)
midnight | -23.7 | 7.9 | 0 | 0 | 286.4 | 294.5 | 291.9 | 13.9 | 0
1:00 | -21.3 | 23.5 | 0 | 0 | 286 | 294.3 | 291.6 | 15.5 | 0
2:00 | -16.6 | 38.1 | 0 | 0 | 285.9 | 294.2 | 291.4 | 17.2 | 0
3:00 | -10.1 | 51.6 | 0 | 0 | 285.4 | 294.1 | 291.2 | 18.5 | 0
4:00 | -2.4 | 64.1 | 0 | 0 | 285.1 | 294.1 | 291.1 | 20.7 | 0
5:00 | 6 | 75.9 | 12.7 | 19 | 285.3 | 294.4 | 291.6 | 19.3 | 0
6:00 | 15.1 | 87.6 | 5.8 | 45.6 | 285.9 | 294.8 | 292.3 | 17.8 | 0
7:00 | 24.2 | 99.7 | 0 | 76 | 286.5 | 295.4 | 293.3 | 17.6 | 0
8:00 | 32.9 | 113.1 | 0 | 96.4 | 287.3 | 296.8 | 294.7 | 0 | 0
9:00 | 40.7 | 128.5 | 0 | 119 | 288.2 | 297.1 | 295.2 | 0 | 0
10:00 | 46.9 | 146.9 | 0 | 144.3 | 289.3 | 296.9 | 296 | 0 | 0
11:00 | 50.3 | 168.5 | 0 | 156.9 | 290.4 | 297.4 | 296.4 | 0 | 0
noon | 50.3 | -168.5 | 0 | 169.1 | 291.3 | 297.7 | 297.3 | 0 | 0
13:00 | 46.9 | -146.9 | 0 | 150.2 | 292 | 297.8 | 297.4 | 0 | 0
14:00 | 40.7 | -128.5 | 0 | 130.8 | 292.5 | 297.5 | 297.3 | 0 | 0
15:00 | 32.9 | -113.1 | 0 | 103.7 | 292.6 | 297.7 | 297.2 | 0 | 0
16:00 | 24.2 | -99.7 | 0 | 76.7 | 292.2 | 297.5 | 296.7 | 0 | 0
17:00 | 15.1 | -87.6 | 6.3 | 56.4 | 291.7 | 297.4 | 296.1 | 0 | 0
18:00 | 6 | -75.9 | 24.9 | 35.1 | 290.9 | 297.1 | 295.8 | 0 | 0
19:00 | -2.4 | -64.1 | 0 | 6 | 289.9 | 297.2 | 294.6 | 0 | 0
20:00 | -10.1 | -51.6 | 0 | 0 | 289 | 296.8 | 294.4 | 0 | 0
21:00 | -16.6 | -38.1 | 0 | 0 | 288.1 | 297.1 | 294 | 0 | 0
22:00 | -21.3 | -23.5 | 0 | 0 | 287.3 | 296.9 | 293.6 | 0 | 0
23:00 | -23.7 | -7.9 | 0 | 0 | 286.6 | 297 | 293.3 | 0 | 0
September
| solar | solar | direct | diffuse | outdoor | indoor | window | heating | blinds
| altitude | azimuth | radiation | radiation | temp. | temp. | temp. | load | closed
| (degrees) | (degrees) | (W-h/m2) | (W-h/m2) | (K) | (K) | (K) | (W-h/m2) | (% time)
midnight | -35.1 | 9.1 | 0 | 0 | 284.9 | 294.6 | 291.5 | 42.8 | 0
1:00 | -32.3 | 26.9 | 0 | 0 | 284.8 | 294.3 | 291.2 | 43 | 0
2:00 | -27.1 | 43.1 | 0 | 0 | 284.5 | 294.2 | 291 | 42.6 | 0
3:00 | -20 | 57.5 | 0 | 0 | 284.3 | 294.1 | 290.9 | 42.1 | 0
4:00 | -11.8 | 70.6 | 0 | 0 | 284.1 | 294.1 | 290.8 | 42.8 | 0
5:00 | -3 | 82.8 | 0 | 0.3 | 284 | 294.1 | 290.8 | 44.9 | 0
6:00 | 6 | 94.7 | 0 | 19.9 | 284.3 | 294.2 | 291.1 | 42.4 | 0
7:00 | 15 | 107 | 0 | 44.4 | 284.7 | 294.6 | 291.8 | 37.2 | 0
8:00 | 23.3 | 120.2 | 0 | 67.9 | 285.4 | 297 | 293.8 | 0.3 | 0
9:00 | 30.6 | 135 | 0 | 89.9 | 286.1 | 297 | 294.4 | 0.6 | 0
10:00 | 36 | 151.7 | 0 | 104.9 | 286.8 | 297 | 294.7 | 0.3 | 0
11:00 | 39 | 170.3 | 0 | 105.9 | 287.6 | 296.8 | 295.1 | 0.2 | 0
noon | 39 | -170.3 | 0 | 104.9 | 288.3 | 297 | 295.4 | 0.1 | 0
13:00 | 36 | -151.7 | 0 | 101.4 | 288.9 | 297.1 | 295.4 | 0.2 | 0
14:00 | 30.6 | -135 | 0 | 92.6 | 289.4 | 297 | 295.7 | 0.2 | 0
15:00 | 23.3 | -120.2 | 0 | 73.2 | 289.5 | 297 | 295.4 | 0.1 | 0
16:00 | 15 | -107 | 0 | 44.6 | 289.3 | 297.1 | 294.8 | 0 | 0
17:00 | 6 | -94.7 | 0 | 23.9 | 288.6 | 297 | 294.4 | 0.1 | 0
18:00 | -3 | -82.8 | 0 | 2.4 | 287.8 | 296.9 | 293.9 | 0.1 | 0
19:00 | -11.8 | -70.6 | 0 | 0 | 287.1 | 296.6 | 293.7 | 0.2 | 0
20:00 | -20 | -57.5 | 0 | 0 | 286.5 | 296.5 | 293.3 | 0.3 | 0
21:00 | -27.1 | -43.1 | 0 | 0 | 285.9 | 296.5 | 293.2 | 0.4 | 0
22:00 | -32.3 | -26.9 | 0 | 0 | 285.3 | 296.5 | 293 | 0.2 | 0
23:00 | -35.1 | -9.1 | 0 | 0 | 285 | 296.4 | 292.7 | 0.3 | 0
October
| solar | solar | direct | diffuse | outdoor | indoor | window | heating | blinds
| altitude | azimuth | radiation | radiation | temp. | temp. | temp. | load | closed
| (degrees) | (degrees) | (W-h/m2) | (W-h/m2) | (K) | (K) | (K) | (W-h/m2) | (% time)
midnight | -47 | 10.8 | 0 | 0 | 282.1 | 294.2 | 290.2 | 58.6 | 0
1:00 | -43.7 | 31.4 | 0 | 0 | 282.1 | 294.1 | 290.2 | 57.5 | 0
2:00 | -37.8 | 49.3 | 0 | 0 | 282 | 294.1 | 290.1 | 59 | 0
3:00 | -30.1 | 64.6 | 0 | 0 | 281.8 | 294.1 | 290.1 | 59.9 | 0
4:00 | -21.5 | 78 | 0 | 0 | 281.8 | 294.1 | 290.1 | 61.4 | 0
5:00 | -12.4 | 90.2 | 0 | 0 | 281.7 | 294.1 | 290 | 66.2 | 0
6:00 | -3.4 | 102 | 0 | 0.8 | 281.8 | 294.1 | 290.1 | 66.8 | 0
7:00 | 5.2 | 114 | 0 | 16.8 | 282.2 | 294.1 | 290.4 | 65.1 | 0
8:00 | 13 | 126.6 | 0 | 37.6 | 282.6 | 296 | 292.2 | 0.5 | 0
9:00 | 19.7 | 140.4 | 0 | 61.3 | 283.3 | 296.4 | 292.5 | 0.8 | 0
10:00 | 24.5 | 155.5 | 0 | 70.4 | 283.9 | 296.2 | 292.9 | 0.9 | 0
11:00 | 27.1 | 171.7 | 0 | 81.3 | 284.6 | 296.4 | 293.2 | 0.8 | 0
noon | 27.1 | -171.7 | 0 | 79 | 285.1 | 296.2 | 293.4 | 0.8 | 0
13:00 | 24.5 | -155.5 | 0 | 65.6 | 285.4 | 296.6 | 293.3 | 0.6 | 0
14:00 | 19.7 | -140.4 | 0 | 49.7 | 285.5 | 295.9 | 293.3 | 0.7 | 0
15:00 | 13 | -126.6 | 0 | 33.4 | 285.3 | 296.2 | 292.9 | 0.4 | 0
16:00 | 5.2 | -114 | 0 | 14.6 | 284.7 | 296 | 292.5 | 0.4 | 0
17:00 | -3.4 | -102 | 0 | 0.4 | 284.1 | 296.4 | 292.4 | 0.3 | 0
18:00 | -12.4 | -90.2 | 0 | 0 | 283.5 | 296.1 | 291.9 | 0.6 | 0
19:00 | -21.5 | -78 | 0 | 0 | 283.1 | 296.1 | 291.8 | 0.3 | 0
20:00 | -30.1 | -64.6 | 0 | 0 | 282.8 | 296 | 291.7 | 0.4 | 0
21:00 | -37.8 | -49.3 | 0 | 0 | 282.5 | 296.3 | 291.6 | 0.4 | 0
22:00 | -43.7 | -31.4 | 0 | 0 | 282.4 | 295.7 | 291.5 | 0.5 | 0
23:00 | -47 | -10.8 | 0 | 0 | 282.2 | 295.9 | 291.7 | 0.3 | 0
November
| solar | solar | direct | diffuse | outdoor | indoor | window | heating | blinds
| altitude | azimuth | radiation | radiation | temp. | temp. | temp. | load | closed
| (degrees) | (degrees) | (W-h/m2) | (W-h/m2) | (K) | (K) | (K) | (W-h/m2) | (% time)
midnight | -56.2 | 12.8 | 0 | 0 | 278.9 | 294.1 | 289.1 | 104.1 | 0
1:00 | -52.4 | 36.3 | 0 | 0 | 278.8 | 294.1 | 289.1 | 104.9 | 0
2:00 | -45.8 | 55.6 | 0 | 0 | 278.6 | 294.1 | 289.1 | 111.1 | 0
3:00 | -37.7 | 71.1 | 0 | 0 | 278.5 | 294.1 | 289 | 107.5 | 0
4:00 | -28.8 | 84.3 | 0 | 0 | 278.4 | 294.1 | 289 | 103.4 | 0
5:00 | -19.7 | 96.2 | 0 | 0 | 278.4 | 294.1 | 289 | 106.9 | 0
6:00 | -10.7 | 107.7 | 0 | 0 | 278.3 | 294.1 | 289 | 107.2 | 0
7:00 | -2.4 | 119.2 | 0 | 1 | 278.2 | 294.1 | 288.9 | 107.8 | 0
8:00 | 5 | 131.2 | 0 | 16 | 278.4 | 295.8 | 290.7 | 0.1 | 0
9:00 | 11.1 | 144.1 | 0 | 30.1 | 278.8 | 296.1 | 290.6 | 1.4 | 0
10:00 | 15.5 | 157.9 | 0 | 45.9 | 279.2 | 296 | 290.9 | 1.5 | 0
11:00 | 17.8 | 172.5 | 0 | 57.8 | 279.7 | 295.6 | 291.5 | 1.8 | 0
noon | 17.8 | -172.5 | 0 | 55.3 | 280.1 | 295.7 | 291.4 | 1.4 | 0
13:00 | 15.5 | -157.9 | 0 | 47.3 | 280.3 | 295.9 | 291.2 | 1.3 | 0
14:00 | 11.1 | -144.1 | 0 | 30.2 | 280.4 | 295.8 | 291.3 | 1.2 | 0
15:00 | 5 | -131.2 | 0 | 12.9 | 280.2 | 296 | 290.8 | 0.9 | 0
16:00 | -2.4 | -119.2 | 0 | 0 | 280 | 296.1 | 290.7 | 0.4 | 0
17:00 | -10.7 | -107.7 | 0 | 0 | 279.7 | 296.2 | 290.7 | 0.6 | 0
18:00 | -19.7 | -96.2 | 0 | 0 | 279.6 | 295.7 | 290.6 | 0.8 | 0
19:00 | -28.8 | -84.3 | 0 | 0 | 279.4 | 296 | 290.6 | 0.4 | 0
20:00 | -37.7 | -71.1 | 0 | 0 | 279.4 | 296 | 290.6 | 0.4 | 0
21:00 | -45.8 | -55.6 | 0 | 0 | 279.2 | 296.2 | 290.7 | 0.3 | 0
22:00 | -52.4 | -36.3 | 0 | 0 | 279 | 296.1 | 290.4 | 0.7 | 0
23:00 | -56.2 | -12.8 | 0 | 0 | 278.8 | 296.2 | 290.5 | 0.3 | 0
December
| solar | solar | direct | diffuse | outdoor | indoor | window | heating | blinds
| altitude | azimuth | radiation | radiation | temp. | temp. | temp. | load | closed
| (degrees) | (degrees) | (W-h/m2) | (W-h/m2) | (K) | (K) | (K) | (W-h/m2) | (% time)
midnight | -60.2 | 13.9 | 0 | 0 | 276.9 | 294.1 | 288.5 | 109.4 | 0
1:00 | -56.1 | 39.1 | 0 | 0 | 276.8 | 294.1 | 288.5 | 113.1 | 0
2:00 | -49.2 | 58.9 | 0 | 0 | 276.8 | 294.1 | 288.5 | 113.4 | 0
3:00 | -40.9 | 74.4 | 0 | 0 | 276.8 | 294.1 | 288.5 | 113.4 | 0
4:00 | -31.9 | 87.4 | 0 | 0 | 276.9 | 294.1 | 288.5 | 110.8 | 0
5:00 | -22.8 | 99.1 | 0 | 0 | 277 | 294.1 | 288.5 | 113.8 | 0
6:00 | -14 | 110.2 | 0 | 0 | 276.9 | 294.1 | 288.5 | 110.9 | 0
7:00 | -5.8 | 121.5 | 0 | 0 | 276.9 | 294.1 | 288.5 | 108.2 | 0
8:00 | 1.4 | 133.2 | 0 | 1.8 | 277.1 | 295.9 | 289.5 | 0 | 0
9:00 | 7.3 | 145.7 | 0 | 14.9 | 277.3 | 295.9 | 290 | 0.9 | 0
10:00 | 11.6 | 158.9 | 0 | 28.6 | 277.7 | 296 | 290.1 | 1.7 | 0
11:00 | 13.8 | 172.9 | 0 | 36.8 | 277.9 | 295.8 | 290.4 | 1.7 | 0
noon | 13.8 | -172.9 | 0 | 37.9 | 278.2 | 295.9 | 290.7 | 1.7 | 0
13:00 | 11.6 | -158.9 | 0 | 29 | 278.4 | 296 | 290.6 | 1 | 0
14:00 | 7.3 | -145.7 | 0 | 18.1 | 278.3 | 296 | 290.3 | 1.3 | 0
15:00 | 1.4 | -133.2 | 0 | 4.7 | 278.2 | 295.8 | 290.3 | 0.8 | 0
16:00 | -5.8 | -121.5 | 0 | 0 | 277.8 | 296.3 | 290.2 | 0.5 | 0
17:00 | -14 | -110.2 | 0 | 0 | 277.7 | 295.8 | 290.2 | 0.9 | 0
18:00 | -22.8 | -99.1 | 0 | 0 | 277.5 | 295.9 | 289.9 | 0.7 | 0
19:00 | -31.9 | -87.4 | 0 | 0 | 277.5 | 296.3 | 290 | 0.3 | 0
20:00 | -40.9 | -74.4 | 0 | 0 | 277.3 | 295.8 | 289.9 | 1 | 0
21:00 | -49.2 | -58.9 | 0 | 0 | 277.1 | 295.6 | 289.5 | 0.5 | 0
22:00 | -56.1 | -39.1 | 0 | 0 | 277.1 | 295.8 | 289.9 | 0.3 | 0
23:00 | -60.2 | -13.9 | 0 | 0 | 277 | 295.9 | 289.7 | 1 | 0

## Sheet76
Scenario One (blue)
Tue Dec 03 2019 23:35:36 GMT+0000 (Greenwich Mean Time)
Setup Information:
Building
Location | UK - London
Building length, side A | N/A
Building length, side B | N/A
Simulation Type
Simulation Type | one_sided
Window Description
Typology | dgu_nb
Glazing Type | clear
Window Area | 76%
Wall Description
Insulation R-Value | 99999999.9 m2-K/W
Occupancy
Type | Low-rise Residential
Occupancy Load | 0.000 people per m2
Lighting Requirements | 400 lux
Equipment Load | 0.00 W/m2
Room Ventilation
Air Change Rate per Occupant | 15.0 liters / sec per person
Total Air Change Rate | 0.0 roomfuls per hour
Lighting Control
Lighting Control | lights do not respond to daylight: all lights fully on while building is occupied
Representative Room
Orientation | north
Room Depth | 27 m
Room Width | 5 m
Room Height | 2.2 m
Thermal Mass
Thermal Mass | none
Overhang
Overhang Depth | 0 m
Roof
Roof Type | adiabatic roof
Simulation Results:
Primary Energy Use and CO2 Emissions
| heating | cooling | lighting | total | CO2
| energy | energy | energy | energy | emissions
| (kWh/m2) | (kWh/m2) | (kWh/m2) | (kWh/m2) | (kg/m2)
January | 33.5 | 0 | 7.3 | 40.8 | 8.2
February | 28 | 0 | 6.6 | 34.6 | 6.9
March | 32.1 | 0 | 7.3 | 39.4 | 7.9
April | 26 | 0 | 7.1 | 33.1 | 6.6
May | 18.9 | 0 | 7.3 | 26.2 | 5.2
June | 9.5 | 0 | 7.1 | 16.6 | 3.3
July | 4.3 | 0 | 7.3 | 11.6 | 2.3
August | 4.3 | 0 | 7.3 | 11.6 | 2.3
September | 10.2 | 0 | 7.1 | 17.3 | 3.5
October | 15.6 | 0 | 7.3 | 22.9 | 4.6
November | 26 | 0 | 7.1 | 33.1 | 6.6
December | 28.1 | 0 | 7.3 | 35.4 | 7.1
Total | 236.5 | 0 | 86.1 | 322.6 | 64.5 | yearly energy
January
| solar | solar | direct | diffuse | outdoor | indoor | window | heating | blinds
| altitude | azimuth | radiation | radiation | temp. | temp. | temp. | load | closed
| (degrees) | (degrees) | (W-h/m2) | (W-h/m2) | (K) | (K) | (K) | (W-h/m2) | (% time)
midnight | -58.1 | 13.3 | 0 | 0 | 275.9 | 294.1 | 288.2 | 136.7 | 0
1:00 | -54.2 | 37.6 | 0 | 0 | 275.8 | 294.1 | 288.2 | 136.1 | 0
2:00 | -47.5 | 57.1 | 0 | 0 | 275.8 | 294.1 | 288.2 | 134.5 | 0
3:00 | -39.2 | 72.7 | 0 | 0 | 275.7 | 294.1 | 288.1 | 130.4 | 0
4:00 | -30.2 | 85.8 | 0 | 0 | 275.6 | 294.1 | 288.1 | 133.1 | 0
5:00 | -21.1 | 97.6 | 0 | 0 | 275.6 | 294.1 | 288.1 | 132.9 | 0
6:00 | -12.3 | 108.9 | 0 | 0 | 275.5 | 294.1 | 288.1 | 130.6 | 0
7:00 | -4 | 120.3 | 0 | 0 | 275.5 | 294.1 | 288.1 | 129.5 | 0
8:00 | 3.3 | 132.2 | 0 | 5.1 | 275.7 | 295.7 | 289.1 | 0 | 0
9:00 | 9.3 | 144.9 | 0 | 20.2 | 276.1 | 295.8 | 289.8 | 1.2 | 0
10:00 | 13.6 | 158.4 | 0 | 34.6 | 276.5 | 295.7 | 290.1 | 1.9 | 0
11:00 | 15.9 | 172.7 | 0 | 40.5 | 276.7 | 296 | 290 | 1.6 | 0
noon | 15.9 | -172.7 | 0 | 42.7 | 277.2 | 296.1 | 290.3 | 1.8 | 0
13:00 | 13.6 | -158.4 | 0 | 38.1 | 277.6 | 295.9 | 290.4 | 1.8 | 0
14:00 | 9.3 | -144.9 | 0 | 26.7 | 277.5 | 296.1 | 290.2 | 1.6 | 0
15:00 | 3.3 | -132.2 | 0 | 13.2 | 277.3 | 296.1 | 289.9 | 0.8 | 0
16:00 | -4 | -120.3 | 0 | 0.6 | 277 | 295.9 | 289.8 | 0.7 | 0
17:00 | -12.3 | -108.9 | 0 | 0 | 276.8 | 295.9 | 289.7 | 0.7 | 0
18:00 | -21.1 | -97.6 | 0 | 0 | 276.5 | 295.9 | 289.6 | 0.8 | 0
19:00 | -30.2 | -85.8 | 0 | 0 | 276.3 | 296.1 | 289.6 | 0.5 | 0
20:00 | -39.2 | -72.7 | 0 | 0 | 276.1 | 295.9 | 289.5 | 0.6 | 0
21:00 | -47.5 | -57.1 | 0 | 0 | 276.1 | 295.8 | 289.5 | 0.6 | 0
22:00 | -54.2 | -37.6 | 0 | 0 | 276 | 296 | 289.6 | 0.5 | 0
23:00 | -58.1 | -13.3 | 0 | 0 | 275.9 | 295.9 | 289.6 | 0.7 | 0
February
| solar | solar | direct | diffuse | outdoor | indoor | window | heating | blinds
| altitude | azimuth | radiation | radiation | temp. | temp. | temp. | load | closed
| (degrees) | (degrees) | (W-h/m2) | (W-h/m2) | (K) | (K) | (K) | (W-h/m2) | (% time)
midnight | -50.4 | 11.4 | 0 | 0 | 275.4 | 294.1 | 288 | 117 | 0
1:00 | -46.9 | 33 | 0 | 0 | 275.3 | 294.1 | 288 | 111.6 | 0
2:00 | -40.8 | 51.4 | 0 | 0 | 275.2 | 294.1 | 288 | 115.8 | 0
3:00 | -32.9 | 66.9 | 0 | 0 | 275.2 | 294.1 | 288 | 122.3 | 0
4:00 | -24.2 | 80.2 | 0 | 0 | 275.2 | 294.1 | 288 | 124.4 | 0
5:00 | -15.1 | 92.3 | 0 | 0 | 275.1 | 294.1 | 287.9 | 129 | 0
6:00 | -6.1 | 104 | 0 | 0 | 275.1 | 294.1 | 287.9 | 128.8 | 0
7:00 | 2.4 | 115.9 | 0 | 2.3 | 275.1 | 294.1 | 288 | 132.4 | 0
8:00 | 10.1 | 128.3 | 0 | 20.6 | 275.5 | 296.2 | 289.6 | 0.1 | 0
9:00 | 16.5 | 141.8 | 0 | 40.4 | 276.1 | 295.9 | 289.9 | 2.2 | 0
10:00 | 21.2 | 156.4 | 0 | 55.1 | 276.7 | 296.1 | 290.3 | 2.4 | 0
11:00 | 23.7 | 172 | 0 | 60.6 | 277.3 | 295.7 | 290.4 | 2.9 | 0
noon | 23.7 | -172 | 0 | 65.1 | 277.9 | 295.9 | 290.7 | 2.1 | 0
13:00 | 21.2 | -156.4 | 0 | 57 | 278.4 | 295.8 | 290.7 | 2 | 0
14:00 | 16.5 | -141.8 | 0 | 53.5 | 278.5 | 295.6 | 290.7 | 2 | 0
15:00 | 10.1 | -128.3 | 0 | 36 | 278.3 | 295.6 | 290.5 | 1.8 | 0
16:00 | 2.4 | -115.9 | 0 | 14.5 | 277.7 | 295.9 | 290.3 | 1 | 0
17:00 | -6.1 | -104 | 0 | 0.3 | 277.1 | 295.7 | 289.8 | 0.8 | 0
18:00 | -15.1 | -92.3 | 0 | 0 | 276.7 | 296.1 | 289.8 | 0.4 | 0
19:00 | -24.2 | -80.2 | 0 | 0 | 276.3 | 296.1 | 289.6 | 0.7 | 0
20:00 | -32.9 | -66.9 | 0 | 0 | 276 | 295.7 | 289.5 | 0.6 | 0
21:00 | -40.8 | -51.4 | 0 | 0 | 275.7 | 296.1 | 289.4 | 0.4 | 0
22:00 | -46.9 | -33 | 0 | 0 | 275.5 | 295.9 | 289.2 | 0.9 | 0
23:00 | -50.4 | -11.4 | 0 | 0 | 275.4 | 296.1 | 289.4 | 0.3 | 0
March
| solar | solar | direct | diffuse | outdoor | indoor | window | heating | blinds
| altitude | azimuth | radiation | radiation | temp. | temp. | temp. | load | closed
| (degrees) | (degrees) | (W-h/m2) | (W-h/m2) | (K) | (K) | (K) | (W-h/m2) | (% time)
midnight | -39 | 9.6 | 0 | 0 | 276.9 | 294.1 | 288.5 | 128.7 | 0
1:00 | -36 | 28.2 | 0 | 0 | 276.8 | 294.1 | 288.5 | 132.7 | 0
2:00 | -30.6 | 45 | 0 | 0 | 276.7 | 294.1 | 288.4 | 136.9 | 0
3:00 | -23.4 | 59.7 | 0 | 0 | 276.5 | 294.1 | 288.4 | 129.4 | 0
4:00 | -15 | 72.9 | 0 | 0 | 276.3 | 294.1 | 288.3 | 130.7 | 0
5:00 | -6.1 | 85.2 | 0 | 0 | 276.4 | 294.1 | 288.3 | 125.5 | 0
6:00 | 2.9 | 97.1 | 0 | 4.1 | 276.6 | 294.1 | 288.4 | 117.9 | 0
7:00 | 11.8 | 109.3 | 0 | 24.9 | 276.9 | 294.1 | 288.8 | 114.1 | 0
8:00 | 20 | 122.4 | 0 | 48.1 | 277.4 | 296.3 | 290.3 | 1 | 0
9:00 | 27 | 136.9 | 0 | 66.7 | 278 | 295.9 | 290.7 | 1.9 | 0
10:00 | 32.2 | 153.1 | 0 | 85.8 | 278.8 | 295.9 | 291.1 | 2.1 | 0
11:00 | 35.1 | 170.8 | 0 | 100 | 279.8 | 296.3 | 291.6 | 2 | 0
noon | 35.1 | -170.8 | 0 | 101.7 | 280.5 | 296 | 292.1 | 2 | 0
13:00 | 32.2 | -153.1 | 0 | 93 | 281.2 | 295.7 | 292.3 | 1.7 | 0
14:00 | 27 | -136.9 | 0 | 79.8 | 281.5 | 295.9 | 292.1 | 1.6 | 0
15:00 | 20 | -122.4 | 0 | 58.9 | 281.4 | 295.8 | 291.6 | 1.4 | 0
16:00 | 11.8 | -109.3 | 0 | 34.5 | 280.9 | 296.1 | 291.4 | 1.1 | 0
17:00 | 2.9 | -97.1 | 0 | 15.4 | 280.1 | 296 | 290.7 | 1.4 | 0
18:00 | -6.1 | -85.2 | 0 | 0 | 279.4 | 295.9 | 290.5 | 0.8 | 0
19:00 | -15 | -72.9 | 0 | 0 | 278.7 | 295.7 | 290.3 | 0.8 | 0
20:00 | -23.4 | -59.7 | 0 | 0 | 278.2 | 295.7 | 290.3 | 0.7 | 0
21:00 | -30.6 | -45 | 0 | 0 | 277.8 | 296.1 | 290 | 0.5 | 0
22:00 | -36 | -28.2 | 0 | 0 | 277.3 | 296.1 | 289.9 | 0.8 | 0
23:00 | -39 | -9.6 | 0 | 0 | 277.1 | 296.2 | 289.9 | 0.6 | 0
April
| solar | solar | direct | diffuse | outdoor | indoor | window | heating | blinds
| altitude | azimuth | radiation | radiation | temp. | temp. | temp. | load | closed
| (degrees) | (degrees) | (W-h/m2) | (W-h/m2) | (K) | (K) | (K) | (W-h/m2) | (% time)
midnight | -27.1 | 8.3 | 0 | 0 | 278.5 | 294.1 | 289 | 106 | 0
1:00 | -24.5 | 24.4 | 0 | 0 | 278.2 | 294.1 | 288.9 | 104.1 | 0
2:00 | -19.7 | 39.5 | 0 | 0 | 278 | 294.1 | 288.9 | 105.8 | 0
3:00 | -13.1 | 53.3 | 0 | 0 | 277.7 | 294.1 | 288.8 | 107.8 | 0
4:00 | -5.2 | 66 | 0 | 0 | 277.4 | 294.1 | 288.7 | 106.8 | 0
5:00 | 3.4 | 78 | 3 | 8 | 277.6 | 294.1 | 288.8 | 105.5 | 0
6:00 | 12.4 | 89.8 | 0.4 | 33.9 | 278.1 | 294.1 | 289.2 | 108 | 0
7:00 | 21.5 | 102 | 0 | 60.7 | 278.8 | 294.1 | 289.8 | 103.9 | 0
8:00 | 30.1 | 115.3 | 0 | 79.7 | 279.5 | 295.7 | 291.6 | 1.7 | 0
9:00 | 37.7 | 130.6 | 0 | 102.3 | 280.6 | 296 | 292 | 2.5 | 0
10:00 | 43.7 | 148.5 | 0 | 121.4 | 281.5 | 295.7 | 292.4 | 2.3 | 0
11:00 | 47 | 169.1 | 0 | 133.9 | 282.5 | 295.7 | 292.8 | 2 | 0
noon | 47 | -169.1 | 0 | 135.6 | 283.5 | 295.9 | 293.3 | 1.6 | 0
13:00 | 43.7 | -148.5 | 0 | 127.4 | 284.2 | 295.8 | 293.6 | 1.4 | 0
14:00 | 37.7 | -130.6 | 0 | 116.3 | 284.7 | 296.2 | 293.2 | 1 | 0
15:00 | 30.1 | -115.3 | 0 | 86.8 | 285 | 296 | 293.3 | 0.9 | 0
16:00 | 21.5 | -102 | 0 | 66.8 | 284.7 | 295.9 | 293 | 0.9 | 0
17:00 | 12.4 | -89.8 | 0.5 | 41.3 | 283.9 | 296.4 | 292.4 | 0.8 | 0
18:00 | 3.4 | -78 | 12.3 | 16.4 | 283 | 295.8 | 292.2 | 1.1 | 0
19:00 | -5.2 | -66 | 0 | 0 | 282 | 296.2 | 291.4 | 0.6 | 0
20:00 | -13.1 | -53.3 | 0 | 0 | 281 | 296 | 291.1 | 0.6 | 0
21:00 | -19.7 | -39.5 | 0 | 0 | 280 | 295.8 | 290.8 | 0.9 | 0
22:00 | -24.5 | -24.4 | 0 | 0 | 279.3 | 296 | 290.5 | 0.7 | 0
23:00 | -27.1 | -8.3 | 0 | 0 | 278.6 | 295.9 | 290.4 | 0.8 | 0
May
| solar | solar | direct | diffuse | outdoor | indoor | window | heating | blinds
| altitude | azimuth | radiation | radiation | temp. | temp. | temp. | load | closed
| (degrees) | (degrees) | (W-h/m2) | (W-h/m2) | (K) | (K) | (K) | (W-h/m2) | (% time)
midnight | -17.9 | 7.4 | 0 | 0 | 281 | 294.1 | 289.8 | 76.1 | 0
1:00 | -15.5 | 22 | 0 | 0 | 280.8 | 294.1 | 289.7 | 76.8 | 0
2:00 | -11.1 | 35.8 | 0 | 0 | 280.5 | 294.1 | 289.7 | 77.2 | 0
3:00 | -5 | 48.7 | 0 | 0 | 280.2 | 294.1 | 289.5 | 75.9 | 0
4:00 | 2.4 | 60.8 | 12.8 | 10.9 | 280.2 | 294.1 | 289.8 | 77.5 | 0
5:00 | 10.7 | 72.3 | 41.5 | 40.6 | 280.5 | 294.1 | 290.5 | 75.6 | 0
6:00 | 19.6 | 83.7 | 18 | 62.9 | 280.9 | 294.1 | 290.6 | 75.7 | 0
7:00 | 28.7 | 95.6 | 0 | 84.8 | 281.8 | 294.1 | 291 | 66.7 | 0
8:00 | 37.6 | 108.8 | 0 | 101.3 | 282.7 | 296.3 | 292.5 | 0.8 | 0
9:00 | 45.8 | 124.4 | 0 | 131.7 | 283.7 | 296 | 293.5 | 1.3 | 0
10:00 | 52.4 | 143.6 | 0 | 145.9 | 284.8 | 296 | 294 | 1 | 0
11:00 | 56.2 | 167.2 | 0 | 152.2 | 285.8 | 296.1 | 294.5 | 0.6 | 0
noon | 56.2 | -167.2 | 0 | 145.7 | 286.8 | 296.3 | 294.7 | 0.5 | 0
13:00 | 52.4 | -143.6 | 0 | 137.1 | 287.6 | 296.6 | 294.9 | 0.4 | 0
14:00 | 45.8 | -124.4 | 0 | 134.2 | 288 | 296.4 | 295 | 0.4 | 0
15:00 | 37.6 | -108.8 | 0 | 116.3 | 288 | 296.2 | 294.8 | 0.3 | 0
16:00 | 28.7 | -95.6 | 0 | 97.6 | 287.9 | 296.3 | 294.4 | 0.3 | 0
17:00 | 19.6 | -83.7 | 19 | 74.3 | 287.3 | 296.3 | 294.1 | 0.3 | 0
18:00 | 10.7 | -72.3 | 47.9 | 48.7 | 286.3 | 296 | 293.9 | 0.3 | 0
19:00 | 2.4 | -60.8 | 25.2 | 18.1 | 285.1 | 296.5 | 292.9 | 0.3 | 0
20:00 | -5 | -48.7 | 0 | 0 | 284 | 295.9 | 292 | 0.2 | 0
21:00 | -11.1 | -35.8 | 0 | 0 | 283.1 | 295.9 | 291.8 | 0.3 | 0
22:00 | -15.5 | -22 | 0 | 0 | 282.3 | 296 | 291.4 | 0.5 | 0
23:00 | -17.9 | -7.4 | 0 | 0 | 281.5 | 295.8 | 291.1 | 0.4 | 0
June
| solar | solar | direct | diffuse | outdoor | indoor | window | heating | blinds
| altitude | azimuth | radiation | radiation | temp. | temp. | temp. | load | closed
| (degrees) | (degrees) | (W-h/m2) | (W-h/m2) | (K) | (K) | (K) | (W-h/m2) | (% time)
midnight | -13.8 | 7 | 0 | 0 | 284.5 | 294.1 | 290.9 | 43 | 0
1:00 | -11.6 | 21 | 0 | 0 | 284.2 | 294.1 | 290.9 | 42.1 | 0
2:00 | -7.3 | 34.3 | 0 | 0 | 283.9 | 294.1 | 290.7 | 38.9 | 0
3:00 | -1.4 | 46.7 | 0 | 0 | 283.6 | 294.1 | 290.6 | 37.8 | 0
4:00 | 5.8 | 58.4 | 47 | 27.4 | 283.7 | 294.2 | 291.6 | 38.4 | 0
5:00 | 14 | 69.7 | 54.6 | 52.4 | 284.2 | 294.3 | 292.1 | 37.9 | 0
6:00 | 22.8 | 80.8 | 26.7 | 76.8 | 284.6 | 294.3 | 292.1 | 38.6 | 0
7:00 | 31.9 | 92.5 | 0 | 90.6 | 285.2 | 294.4 | 292.3 | 37.5 | 0
8:00 | 40.9 | 105.5 | 0 | 104.6 | 286.2 | 296.1 | 293.9 | 0.3 | 0
9:00 | 49.2 | 121 | 0 | 130.5 | 287.2 | 296.4 | 294.6 | 0.2 | 0
10:00 | 56.1 | 140.8 | 0 | 140.9 | 288.1 | 296.5 | 295.3 | 0.2 | 0
11:00 | 60.2 | 166 | 0 | 149.1 | 289.1 | 296.7 | 295.9 | 0.3 | 0
noon | 60.2 | -166 | 0 | 150.4 | 290 | 297.8 | 296.6 | 0.1 | 0
13:00 | 56.1 | -140.8 | 0 | 149.6 | 290.6 | 297.7 | 296.9 | 0 | 0
14:00 | 49.2 | -121 | 0 | 133.5 | 291 | 297.8 | 296.7 | 0 | 0
15:00 | 40.9 | -105.5 | 0 | 111.8 | 291.1 | 297.4 | 296.4 | 0 | 0
16:00 | 31.9 | -92.5 | 0 | 113.1 | 290.9 | 297.6 | 296.2 | 0 | 0
17:00 | 22.8 | -80.8 | 25.1 | 93.4 | 290.2 | 297.1 | 295.9 | 0.2 | 0
18:00 | 14 | -69.7 | 50.8 | 67.2 | 289.3 | 297 | 295.5 | 0.2 | 0
19:00 | 5.8 | -58.4 | 47.8 | 41 | 288.3 | 296.5 | 294.9 | 0.2 | 0
20:00 | -1.4 | -46.7 | 0 | 0 | 287.4 | 296.4 | 293.3 | 0.1 | 0
21:00 | -7.3 | -34.3 | 0 | 0 | 286.4 | 296.4 | 292.8 | 0.2 | 0
22:00 | -11.6 | -21 | 0 | 0 | 285.7 | 296.1 | 292.5 | 0.2 | 0
23:00 | -13.8 | -7 | 0 | 0 | 284.8 | 296 | 292.1 | 0.3 | 0
July
| solar | solar | direct | diffuse | outdoor | indoor | window | heating | blinds
| altitude | azimuth | radiation | radiation | temp. | temp. | temp. | load | closed
| (degrees) | (degrees) | (W-h/m2) | (W-h/m2) | (K) | (K) | (K) | (W-h/m2) | (% time)
midnight | -15.9 | 7.2 | 0 | 0 | 286.4 | 294.8 | 292.1 | 15.9 | 0
1:00 | -13.7 | 21.5 | 0 | 0 | 286.1 | 294.3 | 291.6 | 19.6 | 0
2:00 | -9.3 | 35.1 | 0 | 0 | 285.6 | 294.1 | 291.3 | 20.1 | 0
3:00 | -3.3 | 47.8 | 0 | 0 | 285.3 | 294.1 | 291.2 | 18.6 | 0
4:00 | 4 | 59.7 | 7.4 | 13.9 | 285.5 | 294.2 | 291.6 | 19.4 | 0
5:00 | 12.3 | 71 | 22.1 | 43.4 | 285.8 | 294.8 | 292.5 | 16.5 | 0
6:00 | 21.1 | 82.3 | 12.9 | 72.5 | 286.4 | 295.4 | 293.2 | 16.4 | 0
7:00 | 30.2 | 94.1 | 0 | 90.2 | 286.8 | 295.8 | 293.7 | 14.3 | 0
8:00 | 39.2 | 107.3 | 0 | 107.5 | 287.6 | 296.8 | 295 | 0.1 | 0
9:00 | 47.4 | 122.8 | 0 | 130 | 288.7 | 297.3 | 295.7 | 0 | 0
10:00 | 54.2 | 142.4 | 0 | 152.9 | 289.7 | 297.4 | 296.3 | 0 | 0
11:00 | 58.1 | 166.6 | 0 | 166.1 | 290.7 | 297.6 | 297.1 | 0 | 0
noon | 58.1 | -166.6 | 0 | 174.3 | 291.7 | 297.7 | 297.6 | 0 | 0
13:00 | 54.2 | -142.4 | 0 | 161.4 | 292.5 | 298.1 | 297.9 | 0 | 0
14:00 | 47.4 | -122.8 | 0 | 145.3 | 292.9 | 297.5 | 297.5 | 0 | 0
15:00 | 39.2 | -107.3 | 0 | 120.5 | 293 | 297.6 | 297.3 | 0 | 0
16:00 | 30.2 | -94.1 | 0 | 114.7 | 292.8 | 297.5 | 297.2 | 0 | 0
17:00 | 21.1 | -82.3 | 18.9 | 91.1 | 292.4 | 297.4 | 296.8 | 0 | 0
18:00 | 12.3 | -71 | 59.5 | 68.5 | 291.5 | 297.4 | 296.7 | 0 | 0
19:00 | 4 | -59.7 | 57.7 | 35.1 | 290.4 | 297.3 | 296.2 | 0 | 0
20:00 | -3.3 | -47.8 | 0 | 0 | 289.3 | 297.2 | 294.4 | 0 | 0
21:00 | -9.3 | -35.1 | 0 | 0 | 288.4 | 297.1 | 294.1 | 0 | 0
22:00 | -13.7 | -21.5 | 0 | 0 | 287.5 | 297.1 | 293.8 | 0 | 0
23:00 | -15.9 | -7.2 | 0 | 0 | 286.8 | 297.1 | 293.6 | 0 | 0
August
| solar | solar | direct | diffuse | outdoor | indoor | window | heating | blinds
| altitude | azimuth | radiation | radiation | temp. | temp. | temp. | load | closed
| (degrees) | (degrees) | (W-h/m2) | (W-h/m2) | (K) | (K) | (K) | (W-h/m2) | (% time)
midnight | -23.7 | 7.9 | 0 | 0 | 286.4 | 294.6 | 291.9 | 14.1 | 0
1:00 | -21.3 | 23.5 | 0 | 0 | 286 | 294.3 | 291.6 | 15.6 | 0
2:00 | -16.6 | 38.1 | 0 | 0 | 285.9 | 294.2 | 291.5 | 17.3 | 0
3:00 | -10.1 | 51.6 | 0 | 0 | 285.4 | 294.1 | 291.2 | 18.5 | 0
4:00 | -2.4 | 64.1 | 0 | 0 | 285.1 | 294.1 | 291.1 | 20.8 | 0
5:00 | 6 | 75.9 | 12.7 | 19 | 285.3 | 294.4 | 291.6 | 19.3 | 0
6:00 | 15.1 | 87.6 | 5.8 | 45.6 | 285.9 | 294.9 | 292.3 | 17.8 | 0
7:00 | 24.2 | 99.7 | 0 | 76 | 286.5 | 295.4 | 293.3 | 17.6 | 0
8:00 | 32.9 | 113.1 | 0 | 96.4 | 287.3 | 296.8 | 294.7 | 0 | 0
9:00 | 40.7 | 128.5 | 0 | 119 | 288.2 | 297.2 | 295.2 | 0 | 0
10:00 | 46.9 | 146.9 | 0 | 144.3 | 289.3 | 297 | 295.9 | 0 | 0
11:00 | 50.3 | 168.5 | 0 | 156.9 | 290.4 | 297.5 | 296.6 | 0 | 0
noon | 50.3 | -168.5 | 0 | 169.1 | 291.3 | 297.7 | 297.3 | 0 | 0
13:00 | 46.9 | -146.9 | 0 | 150.2 | 292 | 297.7 | 297.4 | 0 | 0
14:00 | 40.7 | -128.5 | 0 | 130.8 | 292.5 | 297.5 | 297.4 | 0 | 0
15:00 | 32.9 | -113.1 | 0 | 103.7 | 292.6 | 297.7 | 297.1 | 0 | 0
16:00 | 24.2 | -99.7 | 0 | 76.7 | 292.2 | 297.6 | 296.7 | 0 | 0
17:00 | 15.1 | -87.6 | 6.3 | 56.4 | 291.7 | 297.4 | 296.1 | 0 | 0
18:00 | 6 | -75.9 | 24.9 | 35.1 | 290.9 | 297.4 | 295.7 | 0 | 0
19:00 | -2.4 | -64.1 | 0 | 6 | 289.9 | 297 | 294.8 | 0 | 0
20:00 | -10.1 | -51.6 | 0 | 0 | 289 | 297 | 294.2 | 0 | 0
21:00 | -16.6 | -38.1 | 0 | 0 | 288.1 | 297.2 | 293.9 | 0 | 0
22:00 | -21.3 | -23.5 | 0 | 0 | 287.3 | 296.9 | 293.7 | 0 | 0
23:00 | -23.7 | -7.9 | 0 | 0 | 286.6 | 296.9 | 293.4 | 0 | 0
September
| solar | solar | direct | diffuse | outdoor | indoor | window | heating | blinds
| altitude | azimuth | radiation | radiation | temp. | temp. | temp. | load | closed
| (degrees) | (degrees) | (W-h/m2) | (W-h/m2) | (K) | (K) | (K) | (W-h/m2) | (% time)
midnight | -35.1 | 9.1 | 0 | 0 | 284.9 | 294.6 | 291.5 | 42.6 | 0
1:00 | -32.3 | 26.9 | 0 | 0 | 284.8 | 294.3 | 291.2 | 43.1 | 0
2:00 | -27.1 | 43.1 | 0 | 0 | 284.5 | 294.2 | 291 | 42.6 | 0
3:00 | -20 | 57.5 | 0 | 0 | 284.3 | 294.1 | 290.9 | 42.1 | 0
4:00 | -11.8 | 70.6 | 0 | 0 | 284.1 | 294.1 | 290.8 | 42.8 | 0
5:00 | -3 | 82.8 | 0 | 0.3 | 284 | 294.1 | 290.8 | 44.9 | 0
6:00 | 6 | 94.7 | 0 | 19.9 | 284.3 | 294.2 | 291.1 | 42.4 | 0
7:00 | 15 | 107 | 0 | 44.4 | 284.7 | 294.6 | 291.8 | 37.2 | 0
8:00 | 23.3 | 120.2 | 0 | 67.9 | 285.4 | 297 | 293.7 | 0.3 | 0
9:00 | 30.6 | 135 | 0 | 89.9 | 286.1 | 296.9 | 294.3 | 0.6 | 0
10:00 | 36 | 151.7 | 0 | 104.9 | 286.8 | 296.9 | 294.7 | 0.3 | 0
11:00 | 39 | 170.3 | 0 | 105.9 | 287.6 | 296.6 | 295.2 | 0.2 | 0
noon | 39 | -170.3 | 0 | 104.9 | 288.3 | 297 | 295.3 | 0.2 | 0
13:00 | 36 | -151.7 | 0 | 101.4 | 288.9 | 297.1 | 295.5 | 0.2 | 0
14:00 | 30.6 | -135 | 0 | 92.6 | 289.4 | 296.8 | 295.6 | 0.2 | 0
15:00 | 23.3 | -120.2 | 0 | 73.2 | 289.5 | 297 | 295.5 | 0.1 | 0
16:00 | 15 | -107 | 0 | 44.6 | 289.3 | 297 | 294.9 | 0.1 | 0
17:00 | 6 | -94.7 | 0 | 23.9 | 288.6 | 296.7 | 294.4 | 0.1 | 0
18:00 | -3 | -82.8 | 0 | 2.4 | 287.8 | 296.8 | 293.8 | 0.1 | 0
19:00 | -11.8 | -70.6 | 0 | 0 | 287.1 | 296.9 | 293.6 | 0.2 | 0
20:00 | -20 | -57.5 | 0 | 0 | 286.5 | 296.9 | 293.4 | 0.3 | 0
21:00 | -27.1 | -43.1 | 0 | 0 | 285.9 | 296.7 | 293.1 | 0.3 | 0
22:00 | -32.3 | -26.9 | 0 | 0 | 285.3 | 296.7 | 293 | 0.2 | 0
23:00 | -35.1 | -9.1 | 0 | 0 | 285 | 296.9 | 292.8 | 0.3 | 0
October
| solar | solar | direct | diffuse | outdoor | indoor | window | heating | blinds
| altitude | azimuth | radiation | radiation | temp. | temp. | temp. | load | closed
| (degrees) | (degrees) | (W-h/m2) | (W-h/m2) | (K) | (K) | (K) | (W-h/m2) | (% time)
midnight | -47 | 10.8 | 0 | 0 | 282.1 | 294.1 | 290.2 | 58.5 | 0
1:00 | -43.7 | 31.4 | 0 | 0 | 282.1 | 294.1 | 290.2 | 57.6 | 0
2:00 | -37.8 | 49.3 | 0 | 0 | 282 | 294.1 | 290.1 | 59 | 0
3:00 | -30.1 | 64.6 | 0 | 0 | 281.8 | 294.1 | 290.1 | 60 | 0
4:00 | -21.5 | 78 | 0 | 0 | 281.8 | 294.1 | 290.1 | 61.4 | 0
5:00 | -12.4 | 90.2 | 0 | 0 | 281.7 | 294.1 | 290 | 66.2 | 0
6:00 | -3.4 | 102 | 0 | 0.8 | 281.8 | 294.1 | 290.1 | 66.9 | 0
7:00 | 5.2 | 114 | 0 | 16.8 | 282.2 | 294.1 | 290.4 | 65.2 | 0
8:00 | 13 | 126.6 | 0 | 37.6 | 282.6 | 296 | 292.2 | 0.5 | 0
9:00 | 19.7 | 140.4 | 0 | 61.3 | 283.3 | 296.5 | 292.5 | 0.8 | 0
10:00 | 24.5 | 155.5 | 0 | 70.4 | 283.9 | 296.2 | 292.9 | 0.9 | 0
11:00 | 27.1 | 171.7 | 0 | 81.3 | 284.6 | 296.3 | 293.3 | 0.8 | 0
noon | 27.1 | -171.7 | 0 | 79 | 285.1 | 296.2 | 293.4 | 0.8 | 0
13:00 | 24.5 | -155.5 | 0 | 65.6 | 285.4 | 296.5 | 293.2 | 0.6 | 0
14:00 | 19.7 | -140.4 | 0 | 49.7 | 285.5 | 296.2 | 293.3 | 0.7 | 0
15:00 | 13 | -126.6 | 0 | 33.4 | 285.3 | 296.1 | 292.8 | 0.4 | 0
16:00 | 5.2 | -114 | 0 | 14.6 | 284.7 | 296.2 | 292.5 | 0.3 | 0
17:00 | -3.4 | -102 | 0 | 0.4 | 284.1 | 296.4 | 292.2 | 0.3 | 0
18:00 | -12.4 | -90.2 | 0 | 0 | 283.5 | 296.2 | 291.9 | 0.5 | 0
19:00 | -21.5 | -78 | 0 | 0 | 283.1 | 296.1 | 291.8 | 0.4 | 0
20:00 | -30.1 | -64.6 | 0 | 0 | 282.8 | 296.1 | 291.7 | 0.4 | 0
21:00 | -37.8 | -49.3 | 0 | 0 | 282.5 | 296.3 | 291.6 | 0.4 | 0
22:00 | -43.7 | -31.4 | 0 | 0 | 282.4 | 295.8 | 291.3 | 0.5 | 0
23:00 | -47 | -10.8 | 0 | 0 | 282.2 | 296.1 | 291.4 | 0.2 | 0
November
| solar | solar | direct | diffuse | outdoor | indoor | window | heating | blinds
| altitude | azimuth | radiation | radiation | temp. | temp. | temp. | load | closed
| (degrees) | (degrees) | (W-h/m2) | (W-h/m2) | (K) | (K) | (K) | (W-h/m2) | (% time)
midnight | -56.2 | 12.8 | 0 | 0 | 278.9 | 294.1 | 289.1 | 104.3 | 0
1:00 | -52.4 | 36.3 | 0 | 0 | 278.8 | 294.1 | 289.1 | 104.9 | 0
2:00 | -45.8 | 55.6 | 0 | 0 | 278.6 | 294.1 | 289.1 | 111.1 | 0
3:00 | -37.7 | 71.1 | 0 | 0 | 278.5 | 294.1 | 289 | 107.5 | 0
4:00 | -28.8 | 84.3 | 0 | 0 | 278.4 | 294.1 | 289 | 103.4 | 0
5:00 | -19.7 | 96.2 | 0 | 0 | 278.4 | 294.1 | 289 | 106.9 | 0
6:00 | -10.7 | 107.7 | 0 | 0 | 278.3 | 294.1 | 289 | 107.3 | 0
7:00 | -2.4 | 119.2 | 0 | 1 | 278.2 | 294.1 | 288.9 | 107.9 | 0
8:00 | 5 | 131.2 | 0 | 16 | 278.4 | 295.8 | 290.6 | 0.1 | 0
9:00 | 11.1 | 144.1 | 0 | 30.1 | 278.8 | 296 | 290.6 | 1.4 | 0
10:00 | 15.5 | 157.9 | 0 | 45.9 | 279.2 | 296 | 290.9 | 1.5 | 0
11:00 | 17.8 | 172.5 | 0 | 57.8 | 279.7 | 295.7 | 291.5 | 1.8 | 0
noon | 17.8 | -172.5 | 0 | 55.3 | 280.1 | 295.6 | 291.4 | 1.4 | 0
13:00 | 15.5 | -157.9 | 0 | 47.3 | 280.3 | 295.9 | 291.2 | 1.3 | 0
14:00 | 11.1 | -144.1 | 0 | 30.2 | 280.4 | 295.7 | 291.3 | 1.2 | 0
15:00 | 5 | -131.2 | 0 | 12.9 | 280.2 | 296.1 | 290.8 | 0.8 | 0
16:00 | -2.4 | -119.2 | 0 | 0 | 280 | 296 | 290.8 | 0.5 | 0
17:00 | -10.7 | -107.7 | 0 | 0 | 279.7 | 296.1 | 290.7 | 0.5 | 0
18:00 | -19.7 | -96.2 | 0 | 0 | 279.6 | 296.1 | 290.6 | 0.3 | 0
19:00 | -28.8 | -84.3 | 0 | 0 | 279.4 | 296 | 290.5 | 0.6 | 0
20:00 | -37.7 | -71.1 | 0 | 0 | 279.4 | 296 | 290.7 | 0.3 | 0
21:00 | -45.8 | -55.6 | 0 | 0 | 279.2 | 296.2 | 290.6 | 0.4 | 0
22:00 | -52.4 | -36.3 | 0 | 0 | 279 | 296.1 | 290.5 | 0.6 | 0
23:00 | -56.2 | -12.8 | 0 | 0 | 278.8 | 296 | 290.5 | 0.5 | 0
December
| solar | solar | direct | diffuse | outdoor | indoor | window | heating | blinds
| altitude | azimuth | radiation | radiation | temp. | temp. | temp. | load | closed
| (degrees) | (degrees) | (W-h/m2) | (W-h/m2) | (K) | (K) | (K) | (W-h/m2) | (% time)
midnight | -60.2 | 13.9 | 0 | 0 | 276.9 | 294.1 | 288.5 | 109.5 | 0
1:00 | -56.1 | 39.1 | 0 | 0 | 276.8 | 294.1 | 288.5 | 113.1 | 0
2:00 | -49.2 | 58.9 | 0 | 0 | 276.8 | 294.1 | 288.5 | 113.5 | 0
3:00 | -40.9 | 74.4 | 0 | 0 | 276.8 | 294.1 | 288.5 | 113.5 | 0
4:00 | -31.9 | 87.4 | 0 | 0 | 276.9 | 294.1 | 288.5 | 110.8 | 0
5:00 | -22.8 | 99.1 | 0 | 0 | 277 | 294.1 | 288.5 | 113.8 | 0
6:00 | -14 | 110.2 | 0 | 0 | 276.9 | 294.1 | 288.5 | 111 | 0
7:00 | -5.8 | 121.5 | 0 | 0 | 276.9 | 294.1 | 288.5 | 108.2 | 0
8:00 | 1.4 | 133.2 | 0 | 1.8 | 277.1 | 295.9 | 289.5 | 0 | 0
9:00 | 7.3 | 145.7 | 0 | 14.9 | 277.3 | 296.1 | 290 | 0.9 | 0
10:00 | 11.6 | 158.9 | 0 | 28.6 | 277.7 | 295.9 | 290.1 | 1.8 | 0
11:00 | 13.8 | 172.9 | 0 | 36.8 | 277.9 | 295.9 | 290.5 | 1.7 | 0
noon | 13.8 | -172.9 | 0 | 37.9 | 278.2 | 295.9 | 290.7 | 1.5 | 0
13:00 | 11.6 | -158.9 | 0 | 29 | 278.4 | 295.8 | 290.6 | 1.3 | 0
14:00 | 7.3 | -145.7 | 0 | 18.1 | 278.3 | 296 | 290.3 | 1.2 | 0
15:00 | 1.4 | -133.2 | 0 | 4.7 | 278.2 | 295.9 | 290.1 | 0.6 | 0
16:00 | -5.8 | -121.5 | 0 | 0 | 277.8 | 296.2 | 290.1 | 0.6 | 0
17:00 | -14 | -110.2 | 0 | 0 | 277.7 | 296.2 | 290 | 0.7 | 0
18:00 | -22.8 | -99.1 | 0 | 0 | 277.5 | 295.8 | 289.9 | 0.9 | 0
19:00 | -31.9 | -87.4 | 0 | 0 | 277.5 | 296 | 289.9 | 0.4 | 0
20:00 | -40.9 | -74.4 | 0 | 0 | 277.3 | 296 | 290.1 | 0.7 | 0
21:00 | -49.2 | -58.9 | 0 | 0 | 277.1 | 295.8 | 289.9 | 0.6 | 0
22:00 | -56.1 | -39.1 | 0 | 0 | 277.1 | 296.2 | 289.9 | 0.5 | 0
23:00 | -60.2 | -13.9 | 0 | 0 | 277 | 295.6 | 289.7 | 0.7 | 0

## Sheet77
Scenario Two (yellow)
Tue Dec 03 2019 23:35:42 GMT+0000 (Greenwich Mean Time)
Setup Information:
Building
Location | UK - London
Building length, side A | N/A
Building length, side B | N/A
Simulation Type
Simulation Type | one_sided
Window Description
Typology | dgu_nb
Glazing Type | clear
Window Area | 77%
Wall Description
Insulation R-Value | 99999999.9 m2-K/W
Occupancy
Type | Low-rise Residential
Occupancy Load | 0.000 people per m2
Lighting Requirements | 400 lux
Equipment Load | 0.00 W/m2
Room Ventilation
Air Change Rate per Occupant | 15.0 liters / sec per person
Total Air Change Rate | 0.0 roomfuls per hour
Lighting Control
Lighting Control | lights do not respond to daylight: all lights fully on while building is occupied
Representative Room
Orientation | north
Room Depth | 27 m
Room Width | 5 m
Room Height | 2.2 m
Thermal Mass
Thermal Mass | none
Overhang
Overhang Depth | 0 m
Roof
Roof Type | adiabatic roof
Simulation Results:
Primary Energy Use and CO2 Emissions
| heating | cooling | lighting | total | CO2
| energy | energy | energy | energy | emissions
| (kWh/m2) | (kWh/m2) | (kWh/m2) | (kWh/m2) | (kg/m2)
January | 33.4 | 0 | 7.3 | 40.7 | 8.1
February | 28 | 0 | 6.6 | 34.6 | 6.9
March | 32.1 | 0 | 7.3 | 39.4 | 7.9
April | 26 | 0 | 7.1 | 33.1 | 6.6
May | 18.9 | 0 | 7.3 | 26.2 | 5.2
June | 9.5 | 0 | 7.1 | 16.6 | 3.3
July | 4.4 | 0 | 7.3 | 11.7 | 2.3
August | 4.3 | 0 | 7.3 | 11.6 | 2.3
September | 10.2 | 0 | 7.1 | 17.3 | 3.5
October | 15.6 | 0 | 7.3 | 22.9 | 4.6
November | 26 | 0 | 7.1 | 33.1 | 6.6
December | 28.1 | 0 | 7.3 | 35.4 | 7.1
Total | 236.5 | 0 | 86.1 | 322.6 | 64.5 | yearly energy
January
| solar | solar | direct | diffuse | outdoor | indoor | window | heating | blinds
| altitude | azimuth | radiation | radiation | temp. | temp. | temp. | load | closed
| (degrees) | (degrees) | (W-h/m2) | (W-h/m2) | (K) | (K) | (K) | (W-h/m2) | (% time)
midnight | -58.1 | 13.3 | 0 | 0 | 275.9 | 294.1 | 288.2 | 136.7 | 0
1:00 | -54.2 | 37.6 | 0 | 0 | 275.8 | 294.1 | 288.2 | 136.1 | 0
2:00 | -47.5 | 57.1 | 0 | 0 | 275.8 | 294.1 | 288.2 | 134.6 | 0
3:00 | -39.2 | 72.7 | 0 | 0 | 275.7 | 294.1 | 288.1 | 130.4 | 0
4:00 | -30.2 | 85.8 | 0 | 0 | 275.6 | 294.1 | 288.1 | 133.1 | 0
5:00 | -21.1 | 97.6 | 0 | 0 | 275.6 | 294.1 | 288.1 | 133 | 0
6:00 | -12.3 | 108.9 | 0 | 0 | 275.5 | 294.1 | 288.1 | 130.7 | 0
7:00 | -4 | 120.3 | 0 | 0 | 275.5 | 294.1 | 288.1 | 129.5 | 0
8:00 | 3.3 | 132.2 | 0 | 5.1 | 275.7 | 295.7 | 289 | 0 | 0
9:00 | 9.3 | 144.9 | 0 | 20.2 | 276.1 | 295.9 | 289.8 | 1.1 | 0
10:00 | 13.6 | 158.4 | 0 | 34.6 | 276.5 | 295.6 | 290 | 1.9 | 0
11:00 | 15.9 | 172.7 | 0 | 40.5 | 276.7 | 296 | 289.9 | 1.7 | 0
noon | 15.9 | -172.7 | 0 | 42.7 | 277.2 | 296.2 | 290.3 | 1.5 | 0
13:00 | 13.6 | -158.4 | 0 | 38.1 | 277.6 | 296.1 | 290.2 | 2 | 0
14:00 | 9.3 | -144.9 | 0 | 26.7 | 277.5 | 296 | 290.1 | 1.5 | 0
15:00 | 3.3 | -132.2 | 0 | 13.2 | 277.3 | 295.7 | 289.9 | 1.2 | 0
16:00 | -4 | -120.3 | 0 | 0.6 | 277 | 296 | 289.8 | 0.6 | 0
17:00 | -12.3 | -108.9 | 0 | 0 | 276.8 | 295.9 | 289.8 | 0.3 | 0
18:00 | -21.1 | -97.6 | 0 | 0 | 276.5 | 296 | 289.7 | 0.6 | 0
19:00 | -30.2 | -85.8 | 0 | 0 | 276.3 | 296.1 | 289.9 | 0.7 | 0
20:00 | -39.2 | -72.7 | 0 | 0 | 276.1 | 296 | 289.6 | 0.5 | 0
21:00 | -47.5 | -57.1 | 0 | 0 | 276.1 | 296.1 | 289.8 | 0.7 | 0
22:00 | -54.2 | -37.6 | 0 | 0 | 276 | 295.9 | 289.4 | 0.7 | 0
23:00 | -58.1 | -13.3 | 0 | 0 | 275.9 | 295.9 | 289.4 | 0.4 | 0
February
| solar | solar | direct | diffuse | outdoor | indoor | window | heating | blinds
| altitude | azimuth | radiation | radiation | temp. | temp. | temp. | load | closed
| (degrees) | (degrees) | (W-h/m2) | (W-h/m2) | (K) | (K) | (K) | (W-h/m2) | (% time)
midnight | -50.4 | 11.4 | 0 | 0 | 275.4 | 294.1 | 288 | 117.1 | 0
1:00 | -46.9 | 33 | 0 | 0 | 275.3 | 294.1 | 288 | 111.7 | 0
2:00 | -40.8 | 51.4 | 0 | 0 | 275.2 | 294.1 | 288 | 115.8 | 0
3:00 | -32.9 | 66.9 | 0 | 0 | 275.2 | 294.1 | 288 | 122.4 | 0
4:00 | -24.2 | 80.2 | 0 | 0 | 275.2 | 294.1 | 288 | 124.4 | 0
5:00 | -15.1 | 92.3 | 0 | 0 | 275.1 | 294.1 | 287.9 | 129 | 0
6:00 | -6.1 | 104 | 0 | 0 | 275.1 | 294.1 | 287.9 | 128.8 | 0
7:00 | 2.4 | 115.9 | 0 | 2.3 | 275.1 | 294.1 | 288 | 132.4 | 0
8:00 | 10.1 | 128.3 | 0 | 20.6 | 275.5 | 296.2 | 289.5 | 0.1 | 0
9:00 | 16.5 | 141.8 | 0 | 40.4 | 276.1 | 295.9 | 290.1 | 2.2 | 0
10:00 | 21.2 | 156.4 | 0 | 55.1 | 276.7 | 296 | 290.2 | 2.4 | 0
11:00 | 23.7 | 172 | 0 | 60.6 | 277.3 | 295.6 | 290.4 | 2.8 | 0
noon | 23.7 | -172 | 0 | 65.1 | 277.9 | 295.9 | 290.7 | 2.1 | 0
13:00 | 21.2 | -156.4 | 0 | 57 | 278.4 | 295.8 | 290.7 | 2.2 | 0
14:00 | 16.5 | -141.8 | 0 | 53.5 | 278.5 | 295.7 | 290.8 | 1.9 | 0
15:00 | 10.1 | -128.3 | 0 | 36 | 278.3 | 295.6 | 290.5 | 1.8 | 0
16:00 | 2.4 | -115.9 | 0 | 14.5 | 277.7 | 296 | 290.1 | 0.9 | 0
17:00 | -6.1 | -104 | 0 | 0.3 | 277.1 | 295.8 | 289.9 | 0.8 | 0
18:00 | -15.1 | -92.3 | 0 | 0 | 276.7 | 296 | 289.6 | 0.5 | 0
19:00 | -24.2 | -80.2 | 0 | 0 | 276.3 | 296 | 289.6 | 0.5 | 0
20:00 | -32.9 | -66.9 | 0 | 0 | 276 | 296.4 | 289.8 | 0.5 | 0
21:00 | -40.8 | -51.4 | 0 | 0 | 275.7 | 296 | 289.4 | 0.6 | 0
22:00 | -46.9 | -33 | 0 | 0 | 275.5 | 296 | 289.3 | 0.5 | 0
23:00 | -50.4 | -11.4 | 0 | 0 | 275.4 | 295.9 | 289.3 | 0.6 | 0
March
| solar | solar | direct | diffuse | outdoor | indoor | window | heating | blinds
| altitude | azimuth | radiation | radiation | temp. | temp. | temp. | load | closed
| (degrees) | (degrees) | (W-h/m2) | (W-h/m2) | (K) | (K) | (K) | (W-h/m2) | (% time)
midnight | -39 | 9.6 | 0 | 0 | 276.9 | 294.1 | 288.5 | 128.8 | 0
1:00 | -36 | 28.2 | 0 | 0 | 276.8 | 294.1 | 288.5 | 132.8 | 0
2:00 | -30.6 | 45 | 0 | 0 | 276.7 | 294.1 | 288.4 | 137 | 0
3:00 | -23.4 | 59.7 | 0 | 0 | 276.5 | 294.1 | 288.4 | 129.5 | 0
4:00 | -15 | 72.9 | 0 | 0 | 276.3 | 294.1 | 288.3 | 130.8 | 0
5:00 | -6.1 | 85.2 | 0 | 0 | 276.4 | 294.1 | 288.3 | 125.6 | 0
6:00 | 2.9 | 97.1 | 0 | 4.1 | 276.6 | 294.1 | 288.4 | 117.9 | 0
7:00 | 11.8 | 109.3 | 0 | 24.9 | 276.9 | 294.1 | 288.8 | 114.1 | 0
8:00 | 20 | 122.4 | 0 | 48.1 | 277.4 | 296.2 | 290.3 | 1 | 0
9:00 | 27 | 136.9 | 0 | 66.7 | 278 | 296 | 290.7 | 1.9 | 0
10:00 | 32.2 | 153.1 | 0 | 85.8 | 278.8 | 295.9 | 291.1 | 2.1 | 0
11:00 | 35.1 | 170.8 | 0 | 100 | 279.8 | 296.1 | 291.7 | 2 | 0
noon | 35.1 | -170.8 | 0 | 101.7 | 280.5 | 295.9 | 292.2 | 1.9 | 0
13:00 | 32.2 | -153.1 | 0 | 93 | 281.2 | 295.9 | 292.1 | 1.7 | 0
14:00 | 27 | -136.9 | 0 | 79.8 | 281.5 | 295.9 | 291.9 | 1.6 | 0
15:00 | 20 | -122.4 | 0 | 58.9 | 281.4 | 296.2 | 291.7 | 1.3 | 0
16:00 | 11.8 | -109.3 | 0 | 34.5 | 280.9 | 296.2 | 291.4 | 1.3 | 0
17:00 | 2.9 | -97.1 | 0 | 15.4 | 280.1 | 295.9 | 290.9 | 1.4 | 0
18:00 | -6.1 | -85.2 | 0 | 0 | 279.4 | 295.9 | 290.4 | 0.7 | 0
19:00 | -15 | -72.9 | 0 | 0 | 278.7 | 295.8 | 290.2 | 0.5 | 0
20:00 | -23.4 | -59.7 | 0 | 0 | 278.2 | 295.6 | 290.1 | 0.8 | 0
21:00 | -30.6 | -45 | 0 | 0 | 277.8 | 296.1 | 290.1 | 0.6 | 0
22:00 | -36 | -28.2 | 0 | 0 | 277.3 | 295.7 | 289.9 | 0.8 | 0
23:00 | -39 | -9.6 | 0 | 0 | 277.1 | 296.1 | 289.8 | 0.6 | 0
April
| solar | solar | direct | diffuse | outdoor | indoor | window | heating | blinds
| altitude | azimuth | radiation | radiation | temp. | temp. | temp. | load | closed
| (degrees) | (degrees) | (W-h/m2) | (W-h/m2) | (K) | (K) | (K) | (W-h/m2) | (% time)
midnight | -27.1 | 8.3 | 0 | 0 | 278.5 | 294.1 | 289 | 106 | 0
1:00 | -24.5 | 24.4 | 0 | 0 | 278.2 | 294.1 | 288.9 | 104.2 | 0
2:00 | -19.7 | 39.5 | 0 | 0 | 278 | 294.1 | 288.9 | 105.8 | 0
3:00 | -13.1 | 53.3 | 0 | 0 | 277.7 | 294.1 | 288.8 | 107.9 | 0
4:00 | -5.2 | 66 | 0 | 0 | 277.4 | 294.1 | 288.7 | 106.9 | 0
5:00 | 3.4 | 78 | 3 | 8 | 277.6 | 294.1 | 288.8 | 105.5 | 0
6:00 | 12.4 | 89.8 | 0.4 | 33.9 | 278.1 | 294.1 | 289.2 | 108 | 0
7:00 | 21.5 | 102 | 0 | 60.7 | 278.8 | 294.1 | 289.8 | 103.9 | 0
8:00 | 30.1 | 115.3 | 0 | 79.7 | 279.5 | 295.6 | 291.6 | 1.7 | 0
9:00 | 37.7 | 130.6 | 0 | 102.3 | 280.6 | 296.1 | 291.9 | 2.4 | 0
10:00 | 43.7 | 148.5 | 0 | 121.4 | 281.5 | 295.6 | 292.4 | 2.3 | 0
11:00 | 47 | 169.1 | 0 | 133.9 | 282.5 | 295.7 | 292.7 | 1.9 | 0
noon | 47 | -169.1 | 0 | 135.6 | 283.5 | 295.7 | 293.3 | 1.5 | 0
13:00 | 43.7 | -148.5 | 0 | 127.4 | 284.2 | 296 | 293.6 | 1.4 | 0
14:00 | 37.7 | -130.6 | 0 | 116.3 | 284.7 | 296.1 | 293.4 | 1 | 0
15:00 | 30.1 | -115.3 | 0 | 86.8 | 285 | 295.9 | 293.4 | 0.9 | 0
16:00 | 21.5 | -102 | 0 | 66.8 | 284.7 | 295.8 | 293.1 | 0.9 | 0
17:00 | 12.4 | -89.8 | 0.5 | 41.3 | 283.9 | 296.1 | 292.6 | 0.8 | 0
18:00 | 3.4 | -78 | 12.3 | 16.4 | 283 | 296 | 291.9 | 1 | 0
19:00 | -5.2 | -66 | 0 | 0 | 282 | 295.6 | 291.4 | 0.8 | 0
20:00 | -13.1 | -53.3 | 0 | 0 | 281 | 295.8 | 291.2 | 0.6 | 0
21:00 | -19.7 | -39.5 | 0 | 0 | 280 | 296.2 | 290.7 | 0.8 | 0
22:00 | -24.5 | -24.4 | 0 | 0 | 279.3 | 296 | 290.6 | 0.7 | 0
23:00 | -27.1 | -8.3 | 0 | 0 | 278.6 | 296.1 | 290.3 | 0.7 | 0
May
| solar | solar | direct | diffuse | outdoor | indoor | window | heating | blinds
| altitude | azimuth | radiation | radiation | temp. | temp. | temp. | load | closed
| (degrees) | (degrees) | (W-h/m2) | (W-h/m2) | (K) | (K) | (K) | (W-h/m2) | (% time)
midnight | -17.9 | 7.4 | 0 | 0 | 281 | 294.1 | 289.8 | 76.1 | 0
1:00 | -15.5 | 22 | 0 | 0 | 280.8 | 294.1 | 289.7 | 76.8 | 0
2:00 | -11.1 | 35.8 | 0 | 0 | 280.5 | 294.1 | 289.7 | 77.3 | 0
3:00 | -5 | 48.7 | 0 | 0 | 280.2 | 294.1 | 289.5 | 76 | 0
4:00 | 2.4 | 60.8 | 12.8 | 10.9 | 280.2 | 294.1 | 289.8 | 77.5 | 0
5:00 | 10.7 | 72.3 | 41.5 | 40.6 | 280.5 | 294.1 | 290.5 | 75.6 | 0
6:00 | 19.6 | 83.7 | 18 | 62.9 | 280.9 | 294.1 | 290.6 | 75.7 | 0
7:00 | 28.7 | 95.6 | 0 | 84.8 | 281.8 | 294.1 | 291 | 66.7 | 0
8:00 | 37.6 | 108.8 | 0 | 101.3 | 282.7 | 296.2 | 292.5 | 0.8 | 0
9:00 | 45.8 | 124.4 | 0 | 131.7 | 283.7 | 296 | 293.5 | 1.3 | 0
10:00 | 52.4 | 143.6 | 0 | 145.9 | 284.8 | 296 | 294 | 1 | 0
11:00 | 56.2 | 167.2 | 0 | 152.2 | 285.8 | 296.2 | 294.6 | 0.6 | 0
noon | 56.2 | -167.2 | 0 | 145.7 | 286.8 | 296.3 | 294.7 | 0.5 | 0
13:00 | 52.4 | -143.6 | 0 | 137.1 | 287.6 | 296.5 | 295 | 0.4 | 0
14:00 | 45.8 | -124.4 | 0 | 134.2 | 288 | 296.5 | 294.8 | 0.5 | 0
15:00 | 37.6 | -108.8 | 0 | 116.3 | 288 | 296.4 | 294.7 | 0.3 | 0
16:00 | 28.7 | -95.6 | 0 | 97.6 | 287.9 | 296.3 | 294.4 | 0.3 | 0
17:00 | 19.6 | -83.7 | 19 | 74.3 | 287.3 | 296.2 | 294.2 | 0.3 | 0
18:00 | 10.7 | -72.3 | 47.9 | 48.7 | 286.3 | 296.1 | 293.9 | 0.2 | 0
19:00 | 2.4 | -60.8 | 25.2 | 18.1 | 285.1 | 296.2 | 292.9 | 0.3 | 0
20:00 | -5 | -48.7 | 0 | 0 | 284 | 296.1 | 292.1 | 0.2 | 0
21:00 | -11.1 | -35.8 | 0 | 0 | 283.1 | 296.1 | 291.7 | 0.3 | 0
22:00 | -15.5 | -22 | 0 | 0 | 282.3 | 296.1 | 291.5 | 0.4 | 0
23:00 | -17.9 | -7.4 | 0 | 0 | 281.5 | 295.9 | 291.4 | 0.5 | 0
June
| solar | solar | direct | diffuse | outdoor | indoor | window | heating | blinds
| altitude | azimuth | radiation | radiation | temp. | temp. | temp. | load | closed
| (degrees) | (degrees) | (W-h/m2) | (W-h/m2) | (K) | (K) | (K) | (W-h/m2) | (% time)
midnight | -13.8 | 7 | 0 | 0 | 284.5 | 294.1 | 290.9 | 43.1 | 0
1:00 | -11.6 | 21 | 0 | 0 | 284.2 | 294.1 | 290.9 | 42.2 | 0
2:00 | -7.3 | 34.3 | 0 | 0 | 283.9 | 294.1 | 290.7 | 38.9 | 0
3:00 | -1.4 | 46.7 | 0 | 0 | 283.6 | 294.1 | 290.6 | 37.8 | 0
4:00 | 5.8 | 58.4 | 47 | 27.4 | 283.7 | 294.2 | 291.6 | 38.4 | 0
5:00 | 14 | 69.7 | 54.6 | 52.4 | 284.2 | 294.3 | 292.1 | 37.9 | 0
6:00 | 22.8 | 80.8 | 26.7 | 76.8 | 284.6 | 294.4 | 292.1 | 38.6 | 0
7:00 | 31.9 | 92.5 | 0 | 90.6 | 285.2 | 294.4 | 292.3 | 37.4 | 0
8:00 | 40.9 | 105.5 | 0 | 104.6 | 286.2 | 296.1 | 293.9 | 0.3 | 0
9:00 | 49.2 | 121 | 0 | 130.5 | 287.2 | 296.5 | 294.6 | 0.2 | 0
10:00 | 56.1 | 140.8 | 0 | 140.9 | 288.1 | 296.6 | 295.3 | 0.2 | 0
11:00 | 60.2 | 166 | 0 | 149.1 | 289.1 | 297.1 | 296 | 0.3 | 0
noon | 60.2 | -166 | 0 | 150.4 | 290 | 297.7 | 296.7 | 0.1 | 0
13:00 | 56.1 | -140.8 | 0 | 149.6 | 290.6 | 297.8 | 297 | 0 | 0
14:00 | 49.2 | -121 | 0 | 133.5 | 291 | 297.7 | 296.7 | 0 | 0
15:00 | 40.9 | -105.5 | 0 | 111.8 | 291.1 | 297.5 | 296.5 | 0 | 0
16:00 | 31.9 | -92.5 | 0 | 113.1 | 290.9 | 297.5 | 296.3 | 0 | 0
17:00 | 22.8 | -80.8 | 25.1 | 93.4 | 290.2 | 297.1 | 295.8 | 0.2 | 0
18:00 | 14 | -69.7 | 50.8 | 67.2 | 289.3 | 296.8 | 295.6 | 0.2 | 0
19:00 | 5.8 | -58.4 | 47.8 | 41 | 288.3 | 296.6 | 295 | 0.2 | 0
20:00 | -1.4 | -46.7 | 0 | 0 | 287.4 | 296.3 | 293.4 | 0.1 | 0
21:00 | -7.3 | -34.3 | 0 | 0 | 286.4 | 296.4 | 292.9 | 0.1 | 0
22:00 | -11.6 | -21 | 0 | 0 | 285.7 | 296 | 292.7 | 0.2 | 0
23:00 | -13.8 | -7 | 0 | 0 | 284.8 | 296.1 | 292.3 | 0.2 | 0
July
| solar | solar | direct | diffuse | outdoor | indoor | window | heating | blinds
| altitude | azimuth | radiation | radiation | temp. | temp. | temp. | load | closed
| (degrees) | (degrees) | (W-h/m2) | (W-h/m2) | (K) | (K) | (K) | (W-h/m2) | (% time)
midnight | -15.9 | 7.2 | 0 | 0 | 286.4 | 294.8 | 292.1 | 16 | 0
1:00 | -13.7 | 21.5 | 0 | 0 | 286.1 | 294.3 | 291.6 | 19.7 | 0
2:00 | -9.3 | 35.1 | 0 | 0 | 285.6 | 294.1 | 291.3 | 20.1 | 0
3:00 | -3.3 | 47.8 | 0 | 0 | 285.3 | 294.1 | 291.2 | 18.6 | 0
4:00 | 4 | 59.7 | 7.4 | 13.9 | 285.5 | 294.2 | 291.6 | 19.4 | 0
5:00 | 12.3 | 71 | 22.1 | 43.4 | 285.8 | 294.8 | 292.5 | 16.5 | 0
6:00 | 21.1 | 82.3 | 12.9 | 72.5 | 286.4 | 295.4 | 293.2 | 16.4 | 0
7:00 | 30.2 | 94.1 | 0 | 90.2 | 286.8 | 295.8 | 293.8 | 14.3 | 0
8:00 | 39.2 | 107.3 | 0 | 107.5 | 287.6 | 296.7 | 295 | 0.1 | 0
9:00 | 47.4 | 122.8 | 0 | 130 | 288.7 | 297.2 | 295.7 | 0 | 0
10:00 | 54.2 | 142.4 | 0 | 152.9 | 289.7 | 297.3 | 296.4 | 0 | 0
11:00 | 58.1 | 166.6 | 0 | 166.1 | 290.7 | 297.5 | 297 | 0 | 0
noon | 58.1 | -166.6 | 0 | 174.3 | 291.7 | 297.9 | 297.6 | 0 | 0
13:00 | 54.2 | -142.4 | 0 | 161.4 | 292.5 | 298.1 | 297.9 | 0 | 0
14:00 | 47.4 | -122.8 | 0 | 145.3 | 292.9 | 297.5 | 297.5 | 0 | 0
15:00 | 39.2 | -107.3 | 0 | 120.5 | 293 | 297.5 | 297.2 | 0 | 0
16:00 | 30.2 | -94.1 | 0 | 114.7 | 292.8 | 297.5 | 297.2 | 0 | 0
17:00 | 21.1 | -82.3 | 18.9 | 91.1 | 292.4 | 297.3 | 296.8 | 0 | 0
18:00 | 12.3 | -71 | 59.5 | 68.5 | 291.5 | 297.6 | 296.9 | 0 | 0
19:00 | 4 | -59.7 | 57.7 | 35.1 | 290.4 | 297.5 | 296.3 | 0 | 0
20:00 | -3.3 | -47.8 | 0 | 0 | 289.3 | 297.1 | 294.4 | 0 | 0
21:00 | -9.3 | -35.1 | 0 | 0 | 288.4 | 297 | 294.1 | 0 | 0
22:00 | -13.7 | -21.5 | 0 | 0 | 287.5 | 297.1 | 293.7 | 0 | 0
23:00 | -15.9 | -7.2 | 0 | 0 | 286.8 | 297 | 293.6 | 0 | 0
August
| solar | solar | direct | diffuse | outdoor | indoor | window | heating | blinds
| altitude | azimuth | radiation | radiation | temp. | temp. | temp. | load | closed
| (degrees) | (degrees) | (W-h/m2) | (W-h/m2) | (K) | (K) | (K) | (W-h/m2) | (% time)
midnight | -23.7 | 7.9 | 0 | 0 | 286.4 | 294.5 | 291.9 | 14 | 0
1:00 | -21.3 | 23.5 | 0 | 0 | 286 | 294.2 | 291.5 | 15.6 | 0
2:00 | -16.6 | 38.1 | 0 | 0 | 285.9 | 294.1 | 291.4 | 17.3 | 0
3:00 | -10.1 | 51.6 | 0 | 0 | 285.4 | 294.1 | 291.2 | 18.5 | 0
4:00 | -2.4 | 64.1 | 0 | 0 | 285.1 | 294.1 | 291.1 | 20.8 | 0
5:00 | 6 | 75.9 | 12.7 | 19 | 285.3 | 294.4 | 291.6 | 19.3 | 0
6:00 | 15.1 | 87.6 | 5.8 | 45.6 | 285.9 | 294.9 | 292.3 | 17.8 | 0
7:00 | 24.2 | 99.7 | 0 | 76 | 286.5 | 295.4 | 293.3 | 17.6 | 0
8:00 | 32.9 | 113.1 | 0 | 96.4 | 287.3 | 296.8 | 294.7 | 0 | 0
9:00 | 40.7 | 128.5 | 0 | 119 | 288.2 | 297 | 295.2 | 0 | 0
10:00 | 46.9 | 146.9 | 0 | 144.3 | 289.3 | 296.9 | 295.8 | 0 | 0
11:00 | 50.3 | 168.5 | 0 | 156.9 | 290.4 | 297.4 | 296.6 | 0 | 0
noon | 50.3 | -168.5 | 0 | 169.1 | 291.3 | 297.4 | 297.2 | 0 | 0
13:00 | 46.9 | -146.9 | 0 | 150.2 | 292 | 297.8 | 297.5 | 0 | 0
14:00 | 40.7 | -128.5 | 0 | 130.8 | 292.5 | 297.5 | 297.4 | 0 | 0
15:00 | 32.9 | -113.1 | 0 | 103.7 | 292.6 | 297.7 | 297.2 | 0 | 0
16:00 | 24.2 | -99.7 | 0 | 76.7 | 292.2 | 297.5 | 296.8 | 0 | 0
17:00 | 15.1 | -87.6 | 6.3 | 56.4 | 291.7 | 297.4 | 296.1 | 0 | 0
18:00 | 6 | -75.9 | 24.9 | 35.1 | 290.9 | 297.5 | 295.8 | 0 | 0
19:00 | -2.4 | -64.1 | 0 | 6 | 289.9 | 296.9 | 294.8 | 0 | 0
20:00 | -10.1 | -51.6 | 0 | 0 | 289 | 296.9 | 294.4 | 0 | 0
21:00 | -16.6 | -38.1 | 0 | 0 | 288.1 | 297.1 | 294 | 0 | 0
22:00 | -21.3 | -23.5 | 0 | 0 | 287.3 | 296.9 | 293.6 | 0 | 0
23:00 | -23.7 | -7.9 | 0 | 0 | 286.6 | 296.9 | 293.4 | 0 | 0
September
| solar | solar | direct | diffuse | outdoor | indoor | window | heating | blinds
| altitude | azimuth | radiation | radiation | temp. | temp. | temp. | load | closed
| (degrees) | (degrees) | (W-h/m2) | (W-h/m2) | (K) | (K) | (K) | (W-h/m2) | (% time)
midnight | -35.1 | 9.1 | 0 | 0 | 284.9 | 294.6 | 291.5 | 42.8 | 0
1:00 | -32.3 | 26.9 | 0 | 0 | 284.8 | 294.3 | 291.2 | 43.1 | 0
2:00 | -27.1 | 43.1 | 0 | 0 | 284.5 | 294.2 | 291 | 42.7 | 0
3:00 | -20 | 57.5 | 0 | 0 | 284.3 | 294.1 | 290.9 | 42.1 | 0
4:00 | -11.8 | 70.6 | 0 | 0 | 284.1 | 294.1 | 290.8 | 42.8 | 0
5:00 | -3 | 82.8 | 0 | 0.3 | 284 | 294.1 | 290.8 | 45 | 0
6:00 | 6 | 94.7 | 0 | 19.9 | 284.3 | 294.2 | 291.1 | 42.4 | 0
7:00 | 15 | 107 | 0 | 44.4 | 284.7 | 294.6 | 291.8 | 37.2 | 0
8:00 | 23.3 | 120.2 | 0 | 67.9 | 285.4 | 297 | 293.7 | 0.3 | 0
9:00 | 30.6 | 135 | 0 | 89.9 | 286.1 | 296.9 | 294.3 | 0.6 | 0
10:00 | 36 | 151.7 | 0 | 104.9 | 286.8 | 296.8 | 294.8 | 0.3 | 0
11:00 | 39 | 170.3 | 0 | 105.9 | 287.6 | 296.5 | 295.1 | 0.2 | 0
noon | 39 | -170.3 | 0 | 104.9 | 288.3 | 297.1 | 295.2 | 0.1 | 0
13:00 | 36 | -151.7 | 0 | 101.4 | 288.9 | 297 | 295.4 | 0.2 | 0
14:00 | 30.6 | -135 | 0 | 92.6 | 289.4 | 296.9 | 295.5 | 0.2 | 0
15:00 | 23.3 | -120.2 | 0 | 73.2 | 289.5 | 297 | 295.5 | 0.1 | 0
16:00 | 15 | -107 | 0 | 44.6 | 289.3 | 296.9 | 294.9 | 0.1 | 0
17:00 | 6 | -94.7 | 0 | 23.9 | 288.6 | 296.9 | 294.5 | 0.1 | 0
18:00 | -3 | -82.8 | 0 | 2.4 | 287.8 | 297 | 293.9 | 0.1 | 0
19:00 | -11.8 | -70.6 | 0 | 0 | 287.1 | 296.8 | 293.5 | 0.3 | 0
20:00 | -20 | -57.5 | 0 | 0 | 286.5 | 296.6 | 293.5 | 0.3 | 0
21:00 | -27.1 | -43.1 | 0 | 0 | 285.9 | 297 | 293.1 | 0.1 | 0
22:00 | -32.3 | -26.9 | 0 | 0 | 285.3 | 296.4 | 292.8 | 0.5 | 0
23:00 | -35.1 | -9.1 | 0 | 0 | 285 | 296.6 | 292.7 | 0.2 | 0
October
| solar | solar | direct | diffuse | outdoor | indoor | window | heating | blinds
| altitude | azimuth | radiation | radiation | temp. | temp. | temp. | load | closed
| (degrees) | (degrees) | (W-h/m2) | (W-h/m2) | (K) | (K) | (K) | (W-h/m2) | (% time)
midnight | -47 | 10.8 | 0 | 0 | 282.1 | 294.1 | 290.2 | 58.5 | 0
1:00 | -43.7 | 31.4 | 0 | 0 | 282.1 | 294.1 | 290.2 | 57.6 | 0
2:00 | -37.8 | 49.3 | 0 | 0 | 282 | 294.1 | 290.1 | 59.1 | 0
3:00 | -30.1 | 64.6 | 0 | 0 | 281.8 | 294.1 | 290.1 | 60 | 0
4:00 | -21.5 | 78 | 0 | 0 | 281.8 | 294.1 | 290.1 | 61.4 | 0
5:00 | -12.4 | 90.2 | 0 | 0 | 281.7 | 294.1 | 290 | 66.2 | 0
6:00 | -3.4 | 102 | 0 | 0.8 | 281.8 | 294.1 | 290.1 | 66.9 | 0
7:00 | 5.2 | 114 | 0 | 16.8 | 282.2 | 294.1 | 290.4 | 65.2 | 0
8:00 | 13 | 126.6 | 0 | 37.6 | 282.6 | 296 | 292.2 | 0.5 | 0
9:00 | 19.7 | 140.4 | 0 | 61.3 | 283.3 | 296.5 | 292.5 | 0.8 | 0
10:00 | 24.5 | 155.5 | 0 | 70.4 | 283.9 | 296.2 | 292.9 | 0.9 | 0
11:00 | 27.1 | 171.7 | 0 | 81.3 | 284.6 | 296.4 | 293.1 | 0.8 | 0
noon | 27.1 | -171.7 | 0 | 79 | 285.1 | 296.3 | 293.3 | 0.8 | 0
13:00 | 24.5 | -155.5 | 0 | 65.6 | 285.4 | 296.5 | 293.2 | 0.6 | 0
14:00 | 19.7 | -140.4 | 0 | 49.7 | 285.5 | 296.1 | 293.4 | 0.7 | 0
15:00 | 13 | -126.6 | 0 | 33.4 | 285.3 | 296.2 | 292.8 | 0.4 | 0
16:00 | 5.2 | -114 | 0 | 14.6 | 284.7 | 296.2 | 292.6 | 0.2 | 0
17:00 | -3.4 | -102 | 0 | 0.4 | 284.1 | 296.5 | 292.3 | 0.4 | 0
18:00 | -12.4 | -90.2 | 0 | 0 | 283.5 | 296 | 292 | 0.6 | 0
19:00 | -21.5 | -78 | 0 | 0 | 283.1 | 296.2 | 291.9 | 0.3 | 0
20:00 | -30.1 | -64.6 | 0 | 0 | 282.8 | 296.1 | 291.7 | 0.4 | 0
21:00 | -37.8 | -49.3 | 0 | 0 | 282.5 | 296.1 | 291.5 | 0.4 | 0
22:00 | -43.7 | -31.4 | 0 | 0 | 282.4 | 295.8 | 291.5 | 0.5 | 0
23:00 | -47 | -10.8 | 0 | 0 | 282.2 | 296 | 291.6 | 0.2 | 0
November
| solar | solar | direct | diffuse | outdoor | indoor | window | heating | blinds
| altitude | azimuth | radiation | radiation | temp. | temp. | temp. | load | closed
| (degrees) | (degrees) | (W-h/m2) | (W-h/m2) | (K) | (K) | (K) | (W-h/m2) | (% time)
midnight | -56.2 | 12.8 | 0 | 0 | 278.9 | 294.1 | 289.1 | 104.1 | 0
1:00 | -52.4 | 36.3 | 0 | 0 | 278.8 | 294.1 | 289.1 | 105 | 0
2:00 | -45.8 | 55.6 | 0 | 0 | 278.6 | 294.1 | 289.1 | 111.1 | 0
3:00 | -37.7 | 71.1 | 0 | 0 | 278.5 | 294.1 | 289 | 107.5 | 0
4:00 | -28.8 | 84.3 | 0 | 0 | 278.4 | 294.1 | 289 | 103.5 | 0
5:00 | -19.7 | 96.2 | 0 | 0 | 278.4 | 294.1 | 289 | 106.9 | 0
6:00 | -10.7 | 107.7 | 0 | 0 | 278.3 | 294.1 | 289 | 107.3 | 0
7:00 | -2.4 | 119.2 | 0 | 1 | 278.2 | 294.1 | 288.9 | 107.9 | 0
8:00 | 5 | 131.2 | 0 | 16 | 278.4 | 295.8 | 290.6 | 0.1 | 0
9:00 | 11.1 | 144.1 | 0 | 30.1 | 278.8 | 296 | 290.7 | 1.4 | 0
10:00 | 15.5 | 157.9 | 0 | 45.9 | 279.2 | 295.9 | 290.9 | 1.5 | 0
11:00 | 17.8 | 172.5 | 0 | 57.8 | 279.7 | 295.7 | 291.5 | 1.8 | 0
noon | 17.8 | -172.5 | 0 | 55.3 | 280.1 | 295.8 | 291.5 | 1.4 | 0
13:00 | 15.5 | -157.9 | 0 | 47.3 | 280.3 | 295.7 | 291.4 | 1.4 | 0
14:00 | 11.1 | -144.1 | 0 | 30.2 | 280.4 | 295.7 | 291.4 | 1.1 | 0
15:00 | 5 | -131.2 | 0 | 12.9 | 280.2 | 296 | 290.6 | 0.8 | 0
16:00 | -2.4 | -119.2 | 0 | 0 | 280 | 296.1 | 290.7 | 0.4 | 0
17:00 | -10.7 | -107.7 | 0 | 0 | 279.7 | 296.3 | 290.8 | 0.2 | 0
18:00 | -19.7 | -96.2 | 0 | 0 | 279.6 | 296.1 | 290.5 | 0.5 | 0
19:00 | -28.8 | -84.3 | 0 | 0 | 279.4 | 296.1 | 290.5 | 0.5 | 0
20:00 | -37.7 | -71.1 | 0 | 0 | 279.4 | 296.1 | 290.6 | 0.5 | 0
21:00 | -45.8 | -55.6 | 0 | 0 | 279.2 | 296 | 290.5 | 0.5 | 0
22:00 | -52.4 | -36.3 | 0 | 0 | 279 | 296 | 290.5 | 0.3 | 0
23:00 | -56.2 | -12.8 | 0 | 0 | 278.8 | 296.3 | 290.6 | 0.2 | 0
December
| solar | solar | direct | diffuse | outdoor | indoor | window | heating | blinds
| altitude | azimuth | radiation | radiation | temp. | temp. | temp. | load | closed
| (degrees) | (degrees) | (W-h/m2) | (W-h/m2) | (K) | (K) | (K) | (W-h/m2) | (% time)
midnight | -60.2 | 13.9 | 0 | 0 | 276.9 | 294.1 | 288.5 | 109.4 | 0
1:00 | -56.1 | 39.1 | 0 | 0 | 276.8 | 294.1 | 288.5 | 113.1 | 0
2:00 | -49.2 | 58.9 | 0 | 0 | 276.8 | 294.1 | 288.5 | 113.5 | 0
3:00 | -40.9 | 74.4 | 0 | 0 | 276.8 | 294.1 | 288.5 | 113.5 | 0
4:00 | -31.9 | 87.4 | 0 | 0 | 276.9 | 294.1 | 288.5 | 110.8 | 0
5:00 | -22.8 | 99.1 | 0 | 0 | 277 | 294.1 | 288.5 | 113.9 | 0
6:00 | -14 | 110.2 | 0 | 0 | 276.9 | 294.1 | 288.5 | 111 | 0
7:00 | -5.8 | 121.5 | 0 | 0 | 276.9 | 294.1 | 288.5 | 108.2 | 0
8:00 | 1.4 | 133.2 | 0 | 1.8 | 277.1 | 295.8 | 289.5 | 0 | 0
9:00 | 7.3 | 145.7 | 0 | 14.9 | 277.3 | 296 | 290 | 0.9 | 0
10:00 | 11.6 | 158.9 | 0 | 28.6 | 277.7 | 295.8 | 290.1 | 1.8 | 0
11:00 | 13.8 | 172.9 | 0 | 36.8 | 277.9 | 296 | 290.7 | 1.6 | 0
noon | 13.8 | -172.9 | 0 | 37.9 | 278.2 | 296 | 290.5 | 1.3 | 0
13:00 | 11.6 | -158.9 | 0 | 29 | 278.4 | 295.8 | 290.6 | 1.4 | 0
14:00 | 7.3 | -145.7 | 0 | 18.1 | 278.3 | 295.7 | 290.4 | 1.2 | 0
15:00 | 1.4 | -133.2 | 0 | 4.7 | 278.2 | 295.9 | 290.4 | 0.6 | 0
16:00 | -5.8 | -121.5 | 0 | 0 | 277.8 | 295.9 | 289.9 | 0.7 | 0
17:00 | -14 | -110.2 | 0 | 0 | 277.7 | 296 | 290.1 | 0.4 | 0
18:00 | -22.8 | -99.1 | 0 | 0 | 277.5 | 296.1 | 290.2 | 0.8 | 0
19:00 | -31.9 | -87.4 | 0 | 0 | 277.5 | 295.5 | 289.7 | 0.9 | 0
20:00 | -40.9 | -74.4 | 0 | 0 | 277.3 | 296.2 | 289.9 | 0.2 | 0
21:00 | -49.2 | -58.9 | 0 | 0 | 277.1 | 296.1 | 289.7 | 0.5 | 0
22:00 | -56.1 | -39.1 | 0 | 0 | 277.1 | 296.1 | 289.8 | 0.7 | 0
23:00 | -60.2 | -13.9 | 0 | 0 | 277 | 296 | 290 | 0.6 | 0

## Sheet78
Scenario Three (red)
Tue Dec 03 2019 23:35:48 GMT+0000 (Greenwich Mean Time)
Setup Information:
Building
Location | UK - London
Building length, side A | N/A
Building length, side B | N/A
Simulation Type
Simulation Type | one_sided
Window Description
Typology | dgu_nb
Glazing Type | clear
Window Area | 78%
Wall Description
Insulation R-Value | 99999999.9 m2-K/W
Occupancy
Type | Low-rise Residential
Occupancy Load | 0.000 people per m2
Lighting Requirements | 400 lux
Equipment Load | 0.00 W/m2
Room Ventilation
Air Change Rate per Occupant | 15.0 liters / sec per person
Total Air Change Rate | 0.0 roomfuls per hour
Lighting Control
Lighting Control | lights do not respond to daylight: all lights fully on while building is occupied
Representative Room
Orientation | north
Room Depth | 27 m
Room Width | 5 m
Room Height | 2.2 m
Thermal Mass
Thermal Mass | none
Overhang
Overhang Depth | 0 m
Roof
Roof Type | adiabatic roof
Simulation Results:
Primary Energy Use and CO2 Emissions
| heating | cooling | lighting | total | CO2
| energy | energy | energy | energy | emissions
| (kWh/m2) | (kWh/m2) | (kWh/m2) | (kWh/m2) | (kg/m2)
January | 33.4 | 0 | 7.3 | 40.7 | 8.1
February | 28 | 0 | 6.6 | 34.6 | 6.9
March | 32.1 | 0 | 7.3 | 39.4 | 7.9
April | 26 | 0 | 7.1 | 33.1 | 6.6
May | 18.9 | 0 | 7.3 | 26.2 | 5.2
June | 9.5 | 0 | 7.1 | 16.6 | 3.3
July | 4.4 | 0 | 7.3 | 11.7 | 2.3
August | 4.3 | 0 | 7.3 | 11.6 | 2.3
September | 10.2 | 0 | 7.1 | 17.3 | 3.5
October | 15.6 | 0 | 7.3 | 22.9 | 4.6
November | 26 | 0 | 7.1 | 33.1 | 6.6
December | 28.1 | 0 | 7.3 | 35.4 | 7.1
Total | 236.5 | 0 | 86.1 | 322.6 | 64.5 | yearly energy
January
| solar | solar | direct | diffuse | outdoor | indoor | window | heating | blinds
| altitude | azimuth | radiation | radiation | temp. | temp. | temp. | load | closed
| (degrees) | (degrees) | (W-h/m2) | (W-h/m2) | (K) | (K) | (K) | (W-h/m2) | (% time)
midnight | -58.1 | 13.3 | 0 | 0 | 275.9 | 294.1 | 288.2 | 136.7 | 0
1:00 | -54.2 | 37.6 | 0 | 0 | 275.8 | 294.1 | 288.2 | 136.1 | 0
2:00 | -47.5 | 57.1 | 0 | 0 | 275.8 | 294.1 | 288.2 | 134.6 | 0
3:00 | -39.2 | 72.7 | 0 | 0 | 275.7 | 294.1 | 288.1 | 130.5 | 0
4:00 | -30.2 | 85.8 | 0 | 0 | 275.6 | 294.1 | 288.1 | 133.2 | 0
5:00 | -21.1 | 97.6 | 0 | 0 | 275.6 | 294.1 | 288.1 | 133 | 0
6:00 | -12.3 | 108.9 | 0 | 0 | 275.5 | 294.1 | 288.1 | 130.7 | 0
7:00 | -4 | 120.3 | 0 | 0 | 275.5 | 294.1 | 288.1 | 129.5 | 0
8:00 | 3.3 | 132.2 | 0 | 5.1 | 275.7 | 295.6 | 289 | 0 | 0
9:00 | 9.3 | 144.9 | 0 | 20.2 | 276.1 | 295.8 | 289.9 | 1.1 | 0
10:00 | 13.6 | 158.4 | 0 | 34.6 | 276.5 | 295.6 | 290 | 1.9 | 0
11:00 | 15.9 | 172.7 | 0 | 40.5 | 276.7 | 296 | 290 | 1.6 | 0
noon | 15.9 | -172.7 | 0 | 42.7 | 277.2 | 296 | 290.3 | 1.7 | 0
13:00 | 13.6 | -158.4 | 0 | 38.1 | 277.6 | 295.9 | 290.3 | 1.9 | 0
14:00 | 9.3 | -144.9 | 0 | 26.7 | 277.5 | 295.9 | 290.1 | 1.3 | 0
15:00 | 3.3 | -132.2 | 0 | 13.2 | 277.3 | 296.1 | 290.1 | 0.6 | 0
16:00 | -4 | -120.3 | 0 | 0.6 | 277 | 295.9 | 289.8 | 0.7 | 0
17:00 | -12.3 | -108.9 | 0 | 0 | 276.8 | 296 | 289.6 | 0.6 | 0
18:00 | -21.1 | -97.6 | 0 | 0 | 276.5 | 296 | 289.7 | 0.7 | 0
19:00 | -30.2 | -85.8 | 0 | 0 | 276.3 | 296 | 289.6 | 0.6 | 0
20:00 | -39.2 | -72.7 | 0 | 0 | 276.1 | 296.1 | 289.5 | 0.4 | 0
21:00 | -47.5 | -57.1 | 0 | 0 | 276.1 | 296.3 | 289.7 | 0.3 | 0
22:00 | -54.2 | -37.6 | 0 | 0 | 276 | 296 | 289.5 | 0.8 | 0
23:00 | -58.1 | -13.3 | 0 | 0 | 275.9 | 296 | 289.7 | 0.3 | 0
February
| solar | solar | direct | diffuse | outdoor | indoor | window | heating | blinds
| altitude | azimuth | radiation | radiation | temp. | temp. | temp. | load | closed
| (degrees) | (degrees) | (W-h/m2) | (W-h/m2) | (K) | (K) | (K) | (W-h/m2) | (% time)
midnight | -50.4 | 11.4 | 0 | 0 | 275.4 | 294.1 | 288 | 116.9 | 0
1:00 | -46.9 | 33 | 0 | 0 | 275.3 | 294.1 | 288 | 111.7 | 0
2:00 | -40.8 | 51.4 | 0 | 0 | 275.2 | 294.1 | 288 | 115.9 | 0
3:00 | -32.9 | 66.9 | 0 | 0 | 275.2 | 294.1 | 288 | 122.4 | 0
4:00 | -24.2 | 80.2 | 0 | 0 | 275.2 | 294.1 | 288 | 124.4 | 0
5:00 | -15.1 | 92.3 | 0 | 0 | 275.1 | 294.1 | 287.9 | 129.1 | 0
6:00 | -6.1 | 104 | 0 | 0 | 275.1 | 294.1 | 287.9 | 128.9 | 0
7:00 | 2.4 | 115.9 | 0 | 2.3 | 275.1 | 294.1 | 288 | 132.5 | 0
8:00 | 10.1 | 128.3 | 0 | 20.6 | 275.5 | 296.2 | 289.5 | 0.1 | 0
9:00 | 16.5 | 141.8 | 0 | 40.4 | 276.1 | 295.8 | 290.1 | 2.2 | 0
10:00 | 21.2 | 156.4 | 0 | 55.1 | 276.7 | 296 | 290.2 | 2.4 | 0
11:00 | 23.7 | 172 | 0 | 60.6 | 277.3 | 295.7 | 290.4 | 2.9 | 0
noon | 23.7 | -172 | 0 | 65.1 | 277.9 | 295.9 | 290.6 | 2.2 | 0
13:00 | 21.2 | -156.4 | 0 | 57 | 278.4 | 295.6 | 290.8 | 2.2 | 0
14:00 | 16.5 | -141.8 | 0 | 53.5 | 278.5 | 295.8 | 290.8 | 1.8 | 0
15:00 | 10.1 | -128.3 | 0 | 36 | 278.3 | 295.8 | 290.6 | 1.8 | 0
16:00 | 2.4 | -115.9 | 0 | 14.5 | 277.7 | 296 | 290.2 | 0.9 | 0
17:00 | -6.1 | -104 | 0 | 0.3 | 277.1 | 296 | 290.1 | 0.8 | 0
18:00 | -15.1 | -92.3 | 0 | 0 | 276.7 | 296 | 289.8 | 0.5 | 0
19:00 | -24.2 | -80.2 | 0 | 0 | 276.3 | 295.9 | 289.6 | 0.6 | 0
20:00 | -32.9 | -66.9 | 0 | 0 | 276 | 296.2 | 289.6 | 0.4 | 0
21:00 | -40.8 | -51.4 | 0 | 0 | 275.7 | 296 | 289.4 | 0.5 | 0
22:00 | -46.9 | -33 | 0 | 0 | 275.5 | 295.9 | 289.3 | 0.2 | 0
23:00 | -50.4 | -11.4 | 0 | 0 | 275.4 | 296.2 | 289.6 | 0.3 | 0
March
| solar | solar | direct | diffuse | outdoor | indoor | window | heating | blinds
| altitude | azimuth | radiation | radiation | temp. | temp. | temp. | load | closed
| (degrees) | (degrees) | (W-h/m2) | (W-h/m2) | (K) | (K) | (K) | (W-h/m2) | (% time)
midnight | -39 | 9.6 | 0 | 0 | 276.9 | 294.1 | 288.5 | 128.8 | 0
1:00 | -36 | 28.2 | 0 | 0 | 276.8 | 294.1 | 288.5 | 132.8 | 0
2:00 | -30.6 | 45 | 0 | 0 | 276.7 | 294.1 | 288.4 | 137 | 0
3:00 | -23.4 | 59.7 | 0 | 0 | 276.5 | 294.1 | 288.4 | 129.5 | 0
4:00 | -15 | 72.9 | 0 | 0 | 276.3 | 294.1 | 288.3 | 130.8 | 0
5:00 | -6.1 | 85.2 | 0 | 0 | 276.4 | 294.1 | 288.3 | 125.6 | 0
6:00 | 2.9 | 97.1 | 0 | 4.1 | 276.6 | 294.1 | 288.4 | 118 | 0
7:00 | 11.8 | 109.3 | 0 | 24.9 | 276.9 | 294.1 | 288.8 | 114.1 | 0
8:00 | 20 | 122.4 | 0 | 48.1 | 277.4 | 296.2 | 290.3 | 1 | 0
9:00 | 27 | 136.9 | 0 | 66.7 | 278 | 295.9 | 290.7 | 1.9 | 0
10:00 | 32.2 | 153.1 | 0 | 85.8 | 278.8 | 295.9 | 291.1 | 2.1 | 0
11:00 | 35.1 | 170.8 | 0 | 100 | 279.8 | 296 | 291.7 | 2.1 | 0
noon | 35.1 | -170.8 | 0 | 101.7 | 280.5 | 295.8 | 292.1 | 1.9 | 0
13:00 | 32.2 | -153.1 | 0 | 93 | 281.2 | 295.8 | 291.9 | 1.7 | 0
14:00 | 27 | -136.9 | 0 | 79.8 | 281.5 | 295.9 | 292.1 | 1.5 | 0
15:00 | 20 | -122.4 | 0 | 58.9 | 281.4 | 296.2 | 291.8 | 1.3 | 0
16:00 | 11.8 | -109.3 | 0 | 34.5 | 280.9 | 296.3 | 291.3 | 1.4 | 0
17:00 | 2.9 | -97.1 | 0 | 15.4 | 280.1 | 296 | 291 | 1.2 | 0
18:00 | -6.1 | -85.2 | 0 | 0 | 279.4 | 296.1 | 290.6 | 0.7 | 0
19:00 | -15 | -72.9 | 0 | 0 | 278.7 | 296.1 | 290.4 | 0.5 | 0
20:00 | -23.4 | -59.7 | 0 | 0 | 278.2 | 296 | 290.3 | 0.6 | 0
21:00 | -30.6 | -45 | 0 | 0 | 277.8 | 295.9 | 290.3 | 0.8 | 0
22:00 | -36 | -28.2 | 0 | 0 | 277.3 | 295.7 | 290 | 0.7 | 0
23:00 | -39 | -9.6 | 0 | 0 | 277.1 | 296.2 | 289.9 | 0.6 | 0
April
| solar | solar | direct | diffuse | outdoor | indoor | window | heating | blinds
| altitude | azimuth | radiation | radiation | temp. | temp. | temp. | load | closed
| (degrees) | (degrees) | (W-h/m2) | (W-h/m2) | (K) | (K) | (K) | (W-h/m2) | (% time)
midnight | -27.1 | 8.3 | 0 | 0 | 278.5 | 294.1 | 289 | 106.1 | 0
1:00 | -24.5 | 24.4 | 0 | 0 | 278.2 | 294.1 | 288.9 | 104.2 | 0
2:00 | -19.7 | 39.5 | 0 | 0 | 278 | 294.1 | 288.9 | 105.9 | 0
3:00 | -13.1 | 53.3 | 0 | 0 | 277.7 | 294.1 | 288.8 | 107.9 | 0
4:00 | -5.2 | 66 | 0 | 0 | 277.4 | 294.1 | 288.7 | 106.9 | 0
5:00 | 3.4 | 78 | 3 | 8 | 277.6 | 294.1 | 288.8 | 105.6 | 0
6:00 | 12.4 | 89.8 | 0.4 | 33.9 | 278.1 | 294.1 | 289.2 | 108.1 | 0
7:00 | 21.5 | 102 | 0 | 60.7 | 278.8 | 294.1 | 289.8 | 103.9 | 0
8:00 | 30.1 | 115.3 | 0 | 79.7 | 279.5 | 295.7 | 291.6 | 1.8 | 0
9:00 | 37.7 | 130.6 | 0 | 102.3 | 280.6 | 296 | 292.1 | 2.4 | 0
10:00 | 43.7 | 148.5 | 0 | 121.4 | 281.5 | 295.6 | 292.4 | 2.3 | 0
11:00 | 47 | 169.1 | 0 | 133.9 | 282.5 | 295.6 | 292.7 | 1.9 | 0
noon | 47 | -169.1 | 0 | 135.6 | 283.5 | 295.9 | 293.3 | 1.5 | 0
13:00 | 43.7 | -148.5 | 0 | 127.4 | 284.2 | 296.1 | 293.7 | 1.4 | 0
14:00 | 37.7 | -130.6 | 0 | 116.3 | 284.7 | 295.8 | 293.5 | 1.1 | 0
15:00 | 30.1 | -115.3 | 0 | 86.8 | 285 | 296.2 | 293.3 | 0.8 | 0
16:00 | 21.5 | -102 | 0 | 66.8 | 284.7 | 296 | 293.1 | 1 | 0
17:00 | 12.4 | -89.8 | 0.5 | 41.3 | 283.9 | 296 | 292.6 | 0.9 | 0
18:00 | 3.4 | -78 | 12.3 | 16.4 | 283 | 296 | 291.9 | 0.9 | 0
19:00 | -5.2 | -66 | 0 | 0 | 282 | 295.9 | 291.5 | 0.6 | 0
20:00 | -13.1 | -53.3 | 0 | 0 | 281 | 295.8 | 291 | 0.8 | 0
21:00 | -19.7 | -39.5 | 0 | 0 | 280 | 295.8 | 290.9 | 0.9 | 0
22:00 | -24.5 | -24.4 | 0 | 0 | 279.3 | 296.2 | 290.4 | 0.5 | 0
23:00 | -27.1 | -8.3 | 0 | 0 | 278.6 | 296 | 290.2 | 0.8 | 0
May
| solar | solar | direct | diffuse | outdoor | indoor | window | heating | blinds
| altitude | azimuth | radiation | radiation | temp. | temp. | temp. | load | closed
| (degrees) | (degrees) | (W-h/m2) | (W-h/m2) | (K) | (K) | (K) | (W-h/m2) | (% time)
midnight | -17.9 | 7.4 | 0 | 0 | 281 | 294.1 | 289.8 | 76.1 | 0
1:00 | -15.5 | 22 | 0 | 0 | 280.8 | 294.1 | 289.7 | 76.9 | 0
2:00 | -11.1 | 35.8 | 0 | 0 | 280.5 | 294.1 | 289.7 | 77.3 | 0
3:00 | -5 | 48.7 | 0 | 0 | 280.2 | 294.1 | 289.5 | 76 | 0
4:00 | 2.4 | 60.8 | 12.8 | 10.9 | 280.2 | 294.1 | 289.8 | 77.5 | 0
5:00 | 10.7 | 72.3 | 41.5 | 40.6 | 280.5 | 294.1 | 290.5 | 75.6 | 0
6:00 | 19.6 | 83.7 | 18 | 62.9 | 280.9 | 294.1 | 290.6 | 75.7 | 0
7:00 | 28.7 | 95.6 | 0 | 84.8 | 281.8 | 294.1 | 291 | 66.7 | 0
8:00 | 37.6 | 108.8 | 0 | 101.3 | 282.7 | 296.2 | 292.5 | 0.8 | 0
9:00 | 45.8 | 124.4 | 0 | 131.7 | 283.7 | 295.9 | 293.5 | 1.3 | 0
10:00 | 52.4 | 143.6 | 0 | 145.9 | 284.8 | 296.1 | 293.9 | 1 | 0
11:00 | 56.2 | 167.2 | 0 | 152.2 | 285.8 | 296.1 | 294.6 | 0.6 | 0
noon | 56.2 | -167.2 | 0 | 145.7 | 286.8 | 296.3 | 294.7 | 0.5 | 0
13:00 | 52.4 | -143.6 | 0 | 137.1 | 287.6 | 296.5 | 295.1 | 0.4 | 0
14:00 | 45.8 | -124.4 | 0 | 134.2 | 288 | 296.5 | 295 | 0.4 | 0
15:00 | 37.6 | -108.8 | 0 | 116.3 | 288 | 296.1 | 294.9 | 0.3 | 0
16:00 | 28.7 | -95.6 | 0 | 97.6 | 287.9 | 296.5 | 294.4 | 0.2 | 0
17:00 | 19.6 | -83.7 | 19 | 74.3 | 287.3 | 296.2 | 294.1 | 0.3 | 0
18:00 | 10.7 | -72.3 | 47.9 | 48.7 | 286.3 | 296.1 | 293.9 | 0.2 | 0
19:00 | 2.4 | -60.8 | 25.2 | 18.1 | 285.1 | 296.3 | 293 | 0.3 | 0
20:00 | -5 | -48.7 | 0 | 0 | 284 | 296.1 | 292 | 0.2 | 0
21:00 | -11.1 | -35.8 | 0 | 0 | 283.1 | 295.9 | 291.6 | 0.3 | 0
22:00 | -15.5 | -22 | 0 | 0 | 282.3 | 296 | 291.4 | 0.5 | 0
23:00 | -17.9 | -7.4 | 0 | 0 | 281.5 | 295.8 | 291.4 | 0.5 | 0
June
| solar | solar | direct | diffuse | outdoor | indoor | window | heating | blinds
| altitude | azimuth | radiation | radiation | temp. | temp. | temp. | load | closed
| (degrees) | (degrees) | (W-h/m2) | (W-h/m2) | (K) | (K) | (K) | (W-h/m2) | (% time)
midnight | -13.8 | 7 | 0 | 0 | 284.5 | 294.1 | 290.9 | 43.4 | 0
1:00 | -11.6 | 21 | 0 | 0 | 284.2 | 294.1 | 290.9 | 42.2 | 0
2:00 | -7.3 | 34.3 | 0 | 0 | 283.9 | 294.1 | 290.7 | 38.9 | 0
3:00 | -1.4 | 46.7 | 0 | 0 | 283.6 | 294.1 | 290.6 | 37.9 | 0
4:00 | 5.8 | 58.4 | 47 | 27.4 | 283.7 | 294.2 | 291.6 | 38.4 | 0
5:00 | 14 | 69.7 | 54.6 | 52.4 | 284.2 | 294.3 | 292.1 | 37.8 | 0
6:00 | 22.8 | 80.8 | 26.7 | 76.8 | 284.6 | 294.4 | 292.1 | 38.5 | 0
7:00 | 31.9 | 92.5 | 0 | 90.6 | 285.2 | 294.4 | 292.3 | 37.4 | 0
8:00 | 40.9 | 105.5 | 0 | 104.6 | 286.2 | 296.1 | 294 | 0.3 | 0
9:00 | 49.2 | 121 | 0 | 130.5 | 287.2 | 296.4 | 294.5 | 0.2 | 0
10:00 | 56.1 | 140.8 | 0 | 140.9 | 288.1 | 296.6 | 295.3 | 0.2 | 0
11:00 | 60.2 | 166 | 0 | 149.1 | 289.1 | 297 | 295.9 | 0.3 | 0
noon | 60.2 | -166 | 0 | 150.4 | 290 | 297.6 | 296.5 | 0.1 | 0
13:00 | 56.1 | -140.8 | 0 | 149.6 | 290.6 | 297.8 | 297 | 0 | 0
14:00 | 49.2 | -121 | 0 | 133.5 | 291 | 297.7 | 296.8 | 0 | 0
15:00 | 40.9 | -105.5 | 0 | 111.8 | 291.1 | 297.6 | 296.5 | 0 | 0
16:00 | 31.9 | -92.5 | 0 | 113.1 | 290.9 | 297.5 | 296.3 | 0 | 0
17:00 | 22.8 | -80.8 | 25.1 | 93.4 | 290.2 | 297.1 | 295.9 | 0.3 | 0
18:00 | 14 | -69.7 | 50.8 | 67.2 | 289.3 | 297 | 295.5 | 0.2 | 0
19:00 | 5.8 | -58.4 | 47.8 | 41 | 288.3 | 296.5 | 294.8 | 0.2 | 0
20:00 | -1.4 | -46.7 | 0 | 0 | 287.4 | 296.2 | 293.4 | 0.1 | 0
21:00 | -7.3 | -34.3 | 0 | 0 | 286.4 | 296.3 | 292.8 | 0.1 | 0
22:00 | -11.6 | -21 | 0 | 0 | 285.7 | 296 | 292.4 | 0.2 | 0
23:00 | -13.8 | -7 | 0 | 0 | 284.8 | 295.6 | 292.4 | 0.3 | 0
July
| solar | solar | direct | diffuse | outdoor | indoor | window | heating | blinds
| altitude | azimuth | radiation | radiation | temp. | temp. | temp. | load | closed
| (degrees) | (degrees) | (W-h/m2) | (W-h/m2) | (K) | (K) | (K) | (W-h/m2) | (% time)
midnight | -15.9 | 7.2 | 0 | 0 | 286.4 | 294.7 | 292.1 | 16 | 0
1:00 | -13.7 | 21.5 | 0 | 0 | 286.1 | 294.3 | 291.6 | 19.7 | 0
2:00 | -9.3 | 35.1 | 0 | 0 | 285.6 | 294.1 | 291.3 | 20.1 | 0
3:00 | -3.3 | 47.8 | 0 | 0 | 285.3 | 294.1 | 291.2 | 18.6 | 0
4:00 | 4 | 59.7 | 7.4 | 13.9 | 285.5 | 294.2 | 291.6 | 19.4 | 0
5:00 | 12.3 | 71 | 22.1 | 43.4 | 285.8 | 294.8 | 292.5 | 16.5 | 0
6:00 | 21.1 | 82.3 | 12.9 | 72.5 | 286.4 | 295.4 | 293.2 | 16.4 | 0
7:00 | 30.2 | 94.1 | 0 | 90.2 | 286.8 | 295.7 | 293.8 | 14.3 | 0
8:00 | 39.2 | 107.3 | 0 | 107.5 | 287.6 | 296.9 | 295 | 0.1 | 0
9:00 | 47.4 | 122.8 | 0 | 130 | 288.7 | 297.3 | 295.7 | 0 | 0
10:00 | 54.2 | 142.4 | 0 | 152.9 | 289.7 | 297.3 | 296.4 | 0 | 0
11:00 | 58.1 | 166.6 | 0 | 166.1 | 290.7 | 297.7 | 297 | 0 | 0
noon | 58.1 | -166.6 | 0 | 174.3 | 291.7 | 297.8 | 297.7 | 0 | 0
13:00 | 54.2 | -142.4 | 0 | 161.4 | 292.5 | 298.1 | 297.9 | 0 | 0
14:00 | 47.4 | -122.8 | 0 | 145.3 | 292.9 | 297.5 | 297.6 | 0 | 0
15:00 | 39.2 | -107.3 | 0 | 120.5 | 293 | 297.6 | 297.3 | 0 | 0
16:00 | 30.2 | -94.1 | 0 | 114.7 | 292.8 | 297.5 | 297.3 | 0 | 0
17:00 | 21.1 | -82.3 | 18.9 | 91.1 | 292.4 | 297.3 | 296.8 | 0 | 0
18:00 | 12.3 | -71 | 59.5 | 68.5 | 291.5 | 297.5 | 296.9 | 0 | 0
19:00 | 4 | -59.7 | 57.7 | 35.1 | 290.4 | 297.4 | 296.2 | 0 | 0
20:00 | -3.3 | -47.8 | 0 | 0 | 289.3 | 297 | 294.4 | 0 | 0
21:00 | -9.3 | -35.1 | 0 | 0 | 288.4 | 297 | 294.1 | 0 | 0
22:00 | -13.7 | -21.5 | 0 | 0 | 287.5 | 297 | 293.8 | 0 | 0
23:00 | -15.9 | -7.2 | 0 | 0 | 286.8 | 296.9 | 293.5 | 0 | 0
August
| solar | solar | direct | diffuse | outdoor | indoor | window | heating | blinds
| altitude | azimuth | radiation | radiation | temp. | temp. | temp. | load | closed
| (degrees) | (degrees) | (W-h/m2) | (W-h/m2) | (K) | (K) | (K) | (W-h/m2) | (% time)
midnight | -23.7 | 7.9 | 0 | 0 | 286.4 | 294.5 | 291.9 | 14 | 0
1:00 | -21.3 | 23.5 | 0 | 0 | 286 | 294.3 | 291.6 | 15.6 | 0
2:00 | -16.6 | 38.1 | 0 | 0 | 285.9 | 294.2 | 291.4 | 17.3 | 0
3:00 | -10.1 | 51.6 | 0 | 0 | 285.4 | 294.1 | 291.2 | 18.5 | 0
4:00 | -2.4 | 64.1 | 0 | 0 | 285.1 | 294.1 | 291.1 | 20.8 | 0
5:00 | 6 | 75.9 | 12.7 | 19 | 285.3 | 294.4 | 291.6 | 19.3 | 0
6:00 | 15.1 | 87.6 | 5.8 | 45.6 | 285.9 | 294.9 | 292.3 | 17.8 | 0
7:00 | 24.2 | 99.7 | 0 | 76 | 286.5 | 295.4 | 293.3 | 17.7 | 0
8:00 | 32.9 | 113.1 | 0 | 96.4 | 287.3 | 296.8 | 294.7 | 0 | 0
9:00 | 40.7 | 128.5 | 0 | 119 | 288.2 | 297.1 | 295.3 | 0 | 0
10:00 | 46.9 | 146.9 | 0 | 144.3 | 289.3 | 296.8 | 296 | 0 | 0
11:00 | 50.3 | 168.5 | 0 | 156.9 | 290.4 | 297.3 | 296.6 | 0 | 0
noon | 50.3 | -168.5 | 0 | 169.1 | 291.3 | 297.6 | 297.2 | 0 | 0
13:00 | 46.9 | -146.9 | 0 | 150.2 | 292 | 297.9 | 297.5 | 0 | 0
14:00 | 40.7 | -128.5 | 0 | 130.8 | 292.5 | 297.6 | 297.4 | 0 | 0
15:00 | 32.9 | -113.1 | 0 | 103.7 | 292.6 | 297.8 | 297.2 | 0 | 0
16:00 | 24.2 | -99.7 | 0 | 76.7 | 292.2 | 297.5 | 296.8 | 0 | 0
17:00 | 15.1 | -87.6 | 6.3 | 56.4 | 291.7 | 297.4 | 296.2 | 0 | 0
18:00 | 6 | -75.9 | 24.9 | 35.1 | 290.9 | 297.4 | 295.8 | 0 | 0
19:00 | -2.4 | -64.1 | 0 | 6 | 289.9 | 296.9 | 294.8 | 0 | 0
20:00 | -10.1 | -51.6 | 0 | 0 | 289 | 297 | 294.4 | 0 | 0
21:00 | -16.6 | -38.1 | 0 | 0 | 288.1 | 297.2 | 294 | 0 | 0
22:00 | -21.3 | -23.5 | 0 | 0 | 287.3 | 296.8 | 293.7 | 0 | 0
23:00 | -23.7 | -7.9 | 0 | 0 | 286.6 | 296.8 | 293.2 | 0 | 0
September
| solar | solar | direct | diffuse | outdoor | indoor | window | heating | blinds
| altitude | azimuth | radiation | radiation | temp. | temp. | temp. | load | closed
| (degrees) | (degrees) | (W-h/m2) | (W-h/m2) | (K) | (K) | (K) | (W-h/m2) | (% time)
midnight | -35.1 | 9.1 | 0 | 0 | 284.9 | 294.6 | 291.5 | 42.7 | 0
1:00 | -32.3 | 26.9 | 0 | 0 | 284.8 | 294.3 | 291.2 | 43.1 | 0
2:00 | -27.1 | 43.1 | 0 | 0 | 284.5 | 294.2 | 291 | 42.7 | 0
3:00 | -20 | 57.5 | 0 | 0 | 284.3 | 294.1 | 290.9 | 42.1 | 0
4:00 | -11.8 | 70.6 | 0 | 0 | 284.1 | 294.1 | 290.8 | 42.9 | 0
5:00 | -3 | 82.8 | 0 | 0.3 | 284 | 294.1 | 290.8 | 45 | 0
6:00 | 6 | 94.7 | 0 | 19.9 | 284.3 | 294.2 | 291.1 | 42.4 | 0
7:00 | 15 | 107 | 0 | 44.4 | 284.7 | 294.6 | 291.8 | 37.2 | 0
8:00 | 23.3 | 120.2 | 0 | 67.9 | 285.4 | 297 | 293.7 | 0.3 | 0
9:00 | 30.6 | 135 | 0 | 89.9 | 286.1 | 296.9 | 294.2 | 0.6 | 0
10:00 | 36 | 151.7 | 0 | 104.9 | 286.8 | 296.8 | 294.8 | 0.3 | 0
11:00 | 39 | 170.3 | 0 | 105.9 | 287.6 | 296.7 | 295 | 0.2 | 0
noon | 39 | -170.3 | 0 | 104.9 | 288.3 | 297.1 | 295.1 | 0.2 | 0
13:00 | 36 | -151.7 | 0 | 101.4 | 288.9 | 297.3 | 295.5 | 0.2 | 0
14:00 | 30.6 | -135 | 0 | 92.6 | 289.4 | 297.1 | 295.5 | 0.1 | 0
15:00 | 23.3 | -120.2 | 0 | 73.2 | 289.5 | 297.3 | 295.4 | 0.1 | 0
16:00 | 15 | -107 | 0 | 44.6 | 289.3 | 296.9 | 294.9 | 0.1 | 0
17:00 | 6 | -94.7 | 0 | 23.9 | 288.6 | 296.8 | 294.4 | 0.1 | 0
18:00 | -3 | -82.8 | 0 | 2.4 | 287.8 | 296.9 | 293.8 | 0.1 | 0
19:00 | -11.8 | -70.6 | 0 | 0 | 287.1 | 296.8 | 293.5 | 0.3 | 0
20:00 | -20 | -57.5 | 0 | 0 | 286.5 | 296.7 | 293.4 | 0.3 | 0
21:00 | -27.1 | -43.1 | 0 | 0 | 285.9 | 296.8 | 293.1 | 0.1 | 0
22:00 | -32.3 | -26.9 | 0 | 0 | 285.3 | 296.5 | 292.9 | 0.5 | 0
23:00 | -35.1 | -9.1 | 0 | 0 | 285 | 296.9 | 292.7 | 0.2 | 0
October
| solar | solar | direct | diffuse | outdoor | indoor | window | heating | blinds
| altitude | azimuth | radiation | radiation | temp. | temp. | temp. | load | closed
| (degrees) | (degrees) | (W-h/m2) | (W-h/m2) | (K) | (K) | (K) | (W-h/m2) | (% time)
midnight | -47 | 10.8 | 0 | 0 | 282.1 | 294.1 | 290.2 | 58.5 | 0
1:00 | -43.7 | 31.4 | 0 | 0 | 282.1 | 294.1 | 290.2 | 57.6 | 0
2:00 | -37.8 | 49.3 | 0 | 0 | 282 | 294.1 | 290.1 | 59.1 | 0
3:00 | -30.1 | 64.6 | 0 | 0 | 281.8 | 294.1 | 290.1 | 60 | 0
4:00 | -21.5 | 78 | 0 | 0 | 281.8 | 294.1 | 290.1 | 61.5 | 0
5:00 | -12.4 | 90.2 | 0 | 0 | 281.7 | 294.1 | 290 | 66.2 | 0
6:00 | -3.4 | 102 | 0 | 0.8 | 281.8 | 294.1 | 290.1 | 66.9 | 0
7:00 | 5.2 | 114 | 0 | 16.8 | 282.2 | 294.1 | 290.4 | 65.2 | 0
8:00 | 13 | 126.6 | 0 | 37.6 | 282.6 | 296 | 292.2 | 0.5 | 0
9:00 | 19.7 | 140.4 | 0 | 61.3 | 283.3 | 296.5 | 292.5 | 0.8 | 0
10:00 | 24.5 | 155.5 | 0 | 70.4 | 283.9 | 296 | 292.9 | 0.9 | 0
11:00 | 27.1 | 171.7 | 0 | 81.3 | 284.6 | 296.4 | 293.2 | 0.7 | 0
noon | 27.1 | -171.7 | 0 | 79 | 285.1 | 296.1 | 293.4 | 0.8 | 0
13:00 | 24.5 | -155.5 | 0 | 65.6 | 285.4 | 296.4 | 293.3 | 0.6 | 0
14:00 | 19.7 | -140.4 | 0 | 49.7 | 285.5 | 296.2 | 293.2 | 0.7 | 0
15:00 | 13 | -126.6 | 0 | 33.4 | 285.3 | 296 | 292.9 | 0.4 | 0
16:00 | 5.2 | -114 | 0 | 14.6 | 284.7 | 296.2 | 292.5 | 0.2 | 0
17:00 | -3.4 | -102 | 0 | 0.4 | 284.1 | 296.3 | 292.2 | 0.4 | 0
18:00 | -12.4 | -90.2 | 0 | 0 | 283.5 | 296.3 | 291.9 | 0.5 | 0
19:00 | -21.5 | -78 | 0 | 0 | 283.1 | 296.1 | 291.7 | 0.4 | 0
20:00 | -30.1 | -64.6 | 0 | 0 | 282.8 | 296.1 | 291.8 | 0.4 | 0
21:00 | -37.8 | -49.3 | 0 | 0 | 282.5 | 296 | 291.5 | 0.4 | 0
22:00 | -43.7 | -31.4 | 0 | 0 | 282.4 | 296 | 291.7 | 0.4 | 0
23:00 | -47 | -10.8 | 0 | 0 | 282.2 | 296.1 | 291.4 | 0.3 | 0
November
| solar | solar | direct | diffuse | outdoor | indoor | window | heating | blinds
| altitude | azimuth | radiation | radiation | temp. | temp. | temp. | load | closed
| (degrees) | (degrees) | (W-h/m2) | (W-h/m2) | (K) | (K) | (K) | (W-h/m2) | (% time)
midnight | -56.2 | 12.8 | 0 | 0 | 278.9 | 294.1 | 289.1 | 104.2 | 0
1:00 | -52.4 | 36.3 | 0 | 0 | 278.8 | 294.1 | 289.1 | 105 | 0
2:00 | -45.8 | 55.6 | 0 | 0 | 278.6 | 294.1 | 289.1 | 111.1 | 0
3:00 | -37.7 | 71.1 | 0 | 0 | 278.5 | 294.1 | 289 | 107.6 | 0
4:00 | -28.8 | 84.3 | 0 | 0 | 278.4 | 294.1 | 289 | 103.5 | 0
5:00 | -19.7 | 96.2 | 0 | 0 | 278.4 | 294.1 | 289 | 107 | 0
6:00 | -10.7 | 107.7 | 0 | 0 | 278.3 | 294.1 | 289 | 107.3 | 0
7:00 | -2.4 | 119.2 | 0 | 1 | 278.2 | 294.1 | 288.9 | 107.9 | 0
8:00 | 5 | 131.2 | 0 | 16 | 278.4 | 295.8 | 290.6 | 0.1 | 0
9:00 | 11.1 | 144.1 | 0 | 30.1 | 278.8 | 295.9 | 290.7 | 1.4 | 0
10:00 | 15.5 | 157.9 | 0 | 45.9 | 279.2 | 296 | 290.9 | 1.5 | 0
11:00 | 17.8 | 172.5 | 0 | 57.8 | 279.7 | 295.6 | 291.5 | 1.8 | 0
noon | 17.8 | -172.5 | 0 | 55.3 | 280.1 | 295.8 | 291.5 | 1.3 | 0
13:00 | 15.5 | -157.9 | 0 | 47.3 | 280.3 | 295.8 | 291.4 | 1.4 | 0
14:00 | 11.1 | -144.1 | 0 | 30.2 | 280.4 | 296 | 291.4 | 1.2 | 0
15:00 | 5 | -131.2 | 0 | 12.9 | 280.2 | 296 | 290.8 | 0.7 | 0
16:00 | -2.4 | -119.2 | 0 | 0 | 280 | 295.9 | 290.8 | 0.7 | 0
17:00 | -10.7 | -107.7 | 0 | 0 | 279.7 | 296.3 | 290.7 | 0.2 | 0
18:00 | -19.7 | -96.2 | 0 | 0 | 279.6 | 296 | 290.5 | 0.5 | 0
19:00 | -28.8 | -84.3 | 0 | 0 | 279.4 | 296.1 | 290.8 | 0.3 | 0
20:00 | -37.7 | -71.1 | 0 | 0 | 279.4 | 296.3 | 290.7 | 0.5 | 0
21:00 | -45.8 | -55.6 | 0 | 0 | 279.2 | 295.9 | 290.5 | 0.5 | 0
22:00 | -52.4 | -36.3 | 0 | 0 | 279 | 296.1 | 290.6 | 0.2 | 0
23:00 | -56.2 | -12.8 | 0 | 0 | 278.8 | 296.2 | 290.5 | 0.4 | 0
December
| solar | solar | direct | diffuse | outdoor | indoor | window | heating | blinds
| altitude | azimuth | radiation | radiation | temp. | temp. | temp. | load | closed
| (degrees) | (degrees) | (W-h/m2) | (W-h/m2) | (K) | (K) | (K) | (W-h/m2) | (% time)
midnight | -60.2 | 13.9 | 0 | 0 | 276.9 | 294.1 | 288.5 | 109.3 | 0
1:00 | -56.1 | 39.1 | 0 | 0 | 276.8 | 294.1 | 288.5 | 113.2 | 0
2:00 | -49.2 | 58.9 | 0 | 0 | 276.8 | 294.1 | 288.5 | 113.5 | 0
3:00 | -40.9 | 74.4 | 0 | 0 | 276.8 | 294.1 | 288.5 | 113.5 | 0
4:00 | -31.9 | 87.4 | 0 | 0 | 276.9 | 294.1 | 288.5 | 110.9 | 0
5:00 | -22.8 | 99.1 | 0 | 0 | 277 | 294.1 | 288.5 | 113.9 | 0
6:00 | -14 | 110.2 | 0 | 0 | 276.9 | 294.1 | 288.5 | 111 | 0
7:00 | -5.8 | 121.5 | 0 | 0 | 276.9 | 294.1 | 288.5 | 108.3 | 0
8:00 | 1.4 | 133.2 | 0 | 1.8 | 277.1 | 295.8 | 289.4 | 0 | 0
9:00 | 7.3 | 145.7 | 0 | 14.9 | 277.3 | 295.9 | 290 | 0.9 | 0
10:00 | 11.6 | 158.9 | 0 | 28.6 | 277.7 | 295.7 | 290.1 | 1.8 | 0
11:00 | 13.8 | 172.9 | 0 | 36.8 | 277.9 | 296 | 290.6 | 1.4 | 0
noon | 13.8 | -172.9 | 0 | 37.9 | 278.2 | 296 | 290.5 | 1.3 | 0
13:00 | 11.6 | -158.9 | 0 | 29 | 278.4 | 296 | 290.5 | 1.3 | 0
14:00 | 7.3 | -145.7 | 0 | 18.1 | 278.3 | 295.6 | 290.4 | 1.2 | 0
15:00 | 1.4 | -133.2 | 0 | 4.7 | 278.2 | 295.9 | 290.3 | 0.5 | 0
16:00 | -5.8 | -121.5 | 0 | 0 | 277.8 | 295.8 | 290 | 0.7 | 0
17:00 | -14 | -110.2 | 0 | 0 | 277.7 | 295.9 | 290.1 | 0.4 | 0
18:00 | -22.8 | -99.1 | 0 | 0 | 277.5 | 296 | 290.1 | 0.9 | 0
19:00 | -31.9 | -87.4 | 0 | 0 | 277.5 | 295.6 | 290 | 0.6 | 0
20:00 | -40.9 | -74.4 | 0 | 0 | 277.3 | 296.1 | 289.8 | 0.3 | 0
21:00 | -49.2 | -58.9 | 0 | 0 | 277.1 | 295.9 | 290.1 | 0.6 | 0
22:00 | -56.1 | -39.1 | 0 | 0 | 277.1 | 296 | 289.8 | 0.5 | 0
23:00 | -60.2 | -13.9 | 0 | 0 | 277 | 296 | 290 | 0.4 | 0

## Sheet79
Scenario Four (green)
Tue Dec 03 2019 23:35:54 GMT+0000 (Greenwich Mean Time)
Setup Information:
Building
Location | UK - London
Building length, side A | N/A
Building length, side B | N/A
Simulation Type
Simulation Type | one_sided
Window Description
Typology | dgu_nb
Glazing Type | clear
Window Area | 79%
Wall Description
Insulation R-Value | 99999999.9 m2-K/W
Occupancy
Type | Low-rise Residential
Occupancy Load | 0.000 people per m2
Lighting Requirements | 400 lux
Equipment Load | 0.00 W/m2
Room Ventilation
Air Change Rate per Occupant | 15.0 liters / sec per person
Total Air Change Rate | 0.0 roomfuls per hour
Lighting Control
Lighting Control | lights do not respond to daylight: all lights fully on while building is occupied
Representative Room
Orientation | north
Room Depth | 27 m
Room Width | 5 m
Room Height | 2.2 m
Thermal Mass
Thermal Mass | none
Overhang
Overhang Depth | 0 m
Roof
Roof Type | adiabatic roof
Simulation Results:
Primary Energy Use and CO2 Emissions
| heating | cooling | lighting | total | CO2
| energy | energy | energy | energy | emissions
| (kWh/m2) | (kWh/m2) | (kWh/m2) | (kWh/m2) | (kg/m2)
January | 33.4 | 0 | 7.3 | 40.7 | 8.1
February | 28 | 0 | 6.6 | 34.6 | 6.9
March | 32.1 | 0 | 7.3 | 39.4 | 7.9
April | 26 | 0 | 7.1 | 33.1 | 6.6
May | 18.9 | 0 | 7.3 | 26.2 | 5.2
June | 9.5 | 0 | 7.1 | 16.6 | 3.3
July | 4.4 | 0 | 7.3 | 11.7 | 2.3
August | 4.4 | 0 | 7.3 | 11.7 | 2.3
September | 10.3 | 0 | 7.1 | 17.4 | 3.5
October | 15.6 | 0 | 7.3 | 22.9 | 4.6
November | 26 | 0 | 7.1 | 33.1 | 6.6
December | 28.1 | 0 | 7.3 | 35.4 | 7.1
Total | 236.7 | 0 | 86.1 | 322.8 | 64.6 | yearly energy
January
| solar | solar | direct | diffuse | outdoor | indoor | window | heating | blinds
| altitude | azimuth | radiation | radiation | temp. | temp. | temp. | load | closed
| (degrees) | (degrees) | (W-h/m2) | (W-h/m2) | (K) | (K) | (K) | (W-h/m2) | (% time)
midnight | -58.1 | 13.3 | 0 | 0 | 275.9 | 294.1 | 288.2 | 136.7 | 0
1:00 | -54.2 | 37.6 | 0 | 0 | 275.8 | 294.1 | 288.2 | 136.2 | 0
2:00 | -47.5 | 57.1 | 0 | 0 | 275.8 | 294.1 | 288.2 | 134.6 | 0
3:00 | -39.2 | 72.7 | 0 | 0 | 275.7 | 294.1 | 288.1 | 130.5 | 0
4:00 | -30.2 | 85.8 | 0 | 0 | 275.6 | 294.1 | 288.1 | 133.2 | 0
5:00 | -21.1 | 97.6 | 0 | 0 | 275.6 | 294.1 | 288.1 | 133.1 | 0
6:00 | -12.3 | 108.9 | 0 | 0 | 275.5 | 294.1 | 288.1 | 130.7 | 0
7:00 | -4 | 120.3 | 0 | 0 | 275.5 | 294.1 | 288.1 | 129.6 | 0
8:00 | 3.3 | 132.2 | 0 | 5.1 | 275.7 | 295.6 | 289 | 0 | 0
9:00 | 9.3 | 144.9 | 0 | 20.2 | 276.1 | 295.7 | 289.8 | 1.1 | 0
10:00 | 13.6 | 158.4 | 0 | 34.6 | 276.5 | 295.8 | 289.9 | 1.6 | 0
11:00 | 15.9 | 172.7 | 0 | 40.5 | 276.7 | 295.9 | 290 | 1.8 | 0
noon | 15.9 | -172.7 | 0 | 42.7 | 277.2 | 295.9 | 290.3 | 1.8 | 0
13:00 | 13.6 | -158.4 | 0 | 38.1 | 277.6 | 295.8 | 290.4 | 1.8 | 0
14:00 | 9.3 | -144.9 | 0 | 26.7 | 277.5 | 295.8 | 290.2 | 1.2 | 0
15:00 | 3.3 | -132.2 | 0 | 13.2 | 277.3 | 296.1 | 290 | 0.8 | 0
16:00 | -4 | -120.3 | 0 | 0.6 | 277 | 296.1 | 289.9 | 0.6 | 0
17:00 | -12.3 | -108.9 | 0 | 0 | 276.8 | 296 | 289.7 | 0.7 | 0
18:00 | -21.1 | -97.6 | 0 | 0 | 276.5 | 295.9 | 289.8 | 0.5 | 0
19:00 | -30.2 | -85.8 | 0 | 0 | 276.3 | 296 | 289.6 | 0.5 | 0
20:00 | -39.2 | -72.7 | 0 | 0 | 276.1 | 295.9 | 289.6 | 0.5 | 0
21:00 | -47.5 | -57.1 | 0 | 0 | 276.1 | 296.1 | 289.5 | 0.3 | 0
22:00 | -54.2 | -37.6 | 0 | 0 | 276 | 296.1 | 289.6 | 0.4 | 0
23:00 | -58.1 | -13.3 | 0 | 0 | 275.9 | 296.1 | 289.6 | 0.5 | 0
February
| solar | solar | direct | diffuse | outdoor | indoor | window | heating | blinds
| altitude | azimuth | radiation | radiation | temp. | temp. | temp. | load | closed
| (degrees) | (degrees) | (W-h/m2) | (W-h/m2) | (K) | (K) | (K) | (W-h/m2) | (% time)
midnight | -50.4 | 11.4 | 0 | 0 | 275.4 | 294.1 | 288 | 117 | 0
1:00 | -46.9 | 33 | 0 | 0 | 275.3 | 294.1 | 288 | 111.8 | 0
2:00 | -40.8 | 51.4 | 0 | 0 | 275.2 | 294.1 | 288 | 115.9 | 0
3:00 | -32.9 | 66.9 | 0 | 0 | 275.2 | 294.1 | 288 | 122.5 | 0
4:00 | -24.2 | 80.2 | 0 | 0 | 275.2 | 294.1 | 288 | 124.5 | 0
5:00 | -15.1 | 92.3 | 0 | 0 | 275.1 | 294.1 | 287.9 | 129.1 | 0
6:00 | -6.1 | 104 | 0 | 0 | 275.1 | 294.1 | 287.9 | 128.9 | 0
7:00 | 2.4 | 115.9 | 0 | 2.3 | 275.1 | 294.1 | 288 | 132.5 | 0
8:00 | 10.1 | 128.3 | 0 | 20.6 | 275.5 | 296.1 | 289.5 | 0.1 | 0
9:00 | 16.5 | 141.8 | 0 | 40.4 | 276.1 | 295.9 | 290.1 | 2.1 | 0
10:00 | 21.2 | 156.4 | 0 | 55.1 | 276.7 | 295.9 | 290.2 | 2.4 | 0
11:00 | 23.7 | 172 | 0 | 60.6 | 277.3 | 295.9 | 290.5 | 2.4 | 0
noon | 23.7 | -172 | 0 | 65.1 | 277.9 | 295.9 | 290.7 | 2.5 | 0
13:00 | 21.2 | -156.4 | 0 | 57 | 278.4 | 295.5 | 290.8 | 2.3 | 0
14:00 | 16.5 | -141.8 | 0 | 53.5 | 278.5 | 296 | 290.8 | 1.5 | 0
15:00 | 10.1 | -128.3 | 0 | 36 | 278.3 | 296 | 290.4 | 1.8 | 0
16:00 | 2.4 | -115.9 | 0 | 14.5 | 277.7 | 295.8 | 290.2 | 1.3 | 0
17:00 | -6.1 | -104 | 0 | 0.3 | 277.1 | 296.1 | 290 | 0.6 | 0
18:00 | -15.1 | -92.3 | 0 | 0 | 276.7 | 295.9 | 289.9 | 0.6 | 0
19:00 | -24.2 | -80.2 | 0 | 0 | 276.3 | 295.6 | 289.4 | 0.8 | 0
20:00 | -32.9 | -66.9 | 0 | 0 | 276 | 296.2 | 289.5 | 0.1 | 0
21:00 | -40.8 | -51.4 | 0 | 0 | 275.7 | 296.2 | 289.6 | 0.4 | 0
22:00 | -46.9 | -33 | 0 | 0 | 275.5 | 296.2 | 289.5 | 0.4 | 0
23:00 | -50.4 | -11.4 | 0 | 0 | 275.4 | 296.3 | 289.5 | 0.1 | 0
March
| solar | solar | direct | diffuse | outdoor | indoor | window | heating | blinds
| altitude | azimuth | radiation | radiation | temp. | temp. | temp. | load | closed
| (degrees) | (degrees) | (W-h/m2) | (W-h/m2) | (K) | (K) | (K) | (W-h/m2) | (% time)
midnight | -39 | 9.6 | 0 | 0 | 276.9 | 294.1 | 288.5 | 128.8 | 0
1:00 | -36 | 28.2 | 0 | 0 | 276.8 | 294.1 | 288.5 | 132.8 | 0
2:00 | -30.6 | 45 | 0 | 0 | 276.7 | 294.1 | 288.4 | 137 | 0
3:00 | -23.4 | 59.7 | 0 | 0 | 276.5 | 294.1 | 288.4 | 129.5 | 0
4:00 | -15 | 72.9 | 0 | 0 | 276.3 | 294.1 | 288.3 | 130.8 | 0
5:00 | -6.1 | 85.2 | 0 | 0 | 276.4 | 294.1 | 288.3 | 125.6 | 0
6:00 | 2.9 | 97.1 | 0 | 4.1 | 276.6 | 294.1 | 288.4 | 118 | 0
7:00 | 11.8 | 109.3 | 0 | 24.9 | 276.9 | 294.1 | 288.8 | 114.2 | 0
8:00 | 20 | 122.4 | 0 | 48.1 | 277.4 | 296.2 | 290.3 | 1 | 0
9:00 | 27 | 136.9 | 0 | 66.7 | 278 | 296.1 | 290.7 | 1.7 | 0
10:00 | 32.2 | 153.1 | 0 | 85.8 | 278.8 | 295.8 | 291.1 | 2.2 | 0
11:00 | 35.1 | 170.8 | 0 | 100 | 279.8 | 296 | 291.7 | 2 | 0
noon | 35.1 | -170.8 | 0 | 101.7 | 280.5 | 295.9 | 292 | 2 | 0
13:00 | 32.2 | -153.1 | 0 | 93 | 281.2 | 295.8 | 292.1 | 1.7 | 0
14:00 | 27 | -136.9 | 0 | 79.8 | 281.5 | 295.9 | 292.2 | 1.6 | 0
15:00 | 20 | -122.4 | 0 | 58.9 | 281.4 | 296.4 | 291.8 | 1.2 | 0
16:00 | 11.8 | -109.3 | 0 | 34.5 | 280.9 | 296.3 | 291.3 | 1.5 | 0
17:00 | 2.9 | -97.1 | 0 | 15.4 | 280.1 | 296 | 291.1 | 1.1 | 0
18:00 | -6.1 | -85.2 | 0 | 0 | 279.4 | 296.3 | 290.8 | 0.5 | 0
19:00 | -15 | -72.9 | 0 | 0 | 278.7 | 296.1 | 290.3 | 0.6 | 0
20:00 | -23.4 | -59.7 | 0 | 0 | 278.2 | 295.9 | 290.2 | 0.6 | 0
21:00 | -30.6 | -45 | 0 | 0 | 277.8 | 295.8 | 290.2 | 0.9 | 0
22:00 | -36 | -28.2 | 0 | 0 | 277.3 | 296 | 290 | 0.3 | 0
23:00 | -39 | -9.6 | 0 | 0 | 277.1 | 296.1 | 289.8 | 0.7 | 0
April
| solar | solar | direct | diffuse | outdoor | indoor | window | heating | blinds
| altitude | azimuth | radiation | radiation | temp. | temp. | temp. | load | closed
| (degrees) | (degrees) | (W-h/m2) | (W-h/m2) | (K) | (K) | (K) | (W-h/m2) | (% time)
midnight | -27.1 | 8.3 | 0 | 0 | 278.5 | 294.1 | 289 | 106.1 | 0
1:00 | -24.5 | 24.4 | 0 | 0 | 278.2 | 294.1 | 288.9 | 104.2 | 0
2:00 | -19.7 | 39.5 | 0 | 0 | 278 | 294.1 | 288.9 | 105.9 | 0
3:00 | -13.1 | 53.3 | 0 | 0 | 277.7 | 294.1 | 288.8 | 107.9 | 0
4:00 | -5.2 | 66 | 0 | 0 | 277.4 | 294.1 | 288.7 | 107 | 0
5:00 | 3.4 | 78 | 3 | 8 | 277.6 | 294.1 | 288.8 | 105.6 | 0
6:00 | 12.4 | 89.8 | 0.4 | 33.9 | 278.1 | 294.1 | 289.2 | 108.1 | 0
7:00 | 21.5 | 102 | 0 | 60.7 | 278.8 | 294.1 | 289.8 | 103.9 | 0
8:00 | 30.1 | 115.3 | 0 | 79.7 | 279.5 | 295.7 | 291.6 | 1.8 | 0
9:00 | 37.7 | 130.6 | 0 | 102.3 | 280.6 | 296 | 292.1 | 2.4 | 0
10:00 | 43.7 | 148.5 | 0 | 121.4 | 281.5 | 295.5 | 292.4 | 2.3 | 0
11:00 | 47 | 169.1 | 0 | 133.9 | 282.5 | 295.7 | 292.8 | 1.9 | 0
noon | 47 | -169.1 | 0 | 135.6 | 283.5 | 296.1 | 293.1 | 1.6 | 0
13:00 | 43.7 | -148.5 | 0 | 127.4 | 284.2 | 296 | 293.6 | 1.4 | 0
14:00 | 37.7 | -130.6 | 0 | 116.3 | 284.7 | 295.8 | 293.7 | 1.2 | 0
15:00 | 30.1 | -115.3 | 0 | 86.8 | 285 | 296.1 | 293.4 | 0.8 | 0
16:00 | 21.5 | -102 | 0 | 66.8 | 284.7 | 296.1 | 293.1 | 0.9 | 0
17:00 | 12.4 | -89.8 | 0.5 | 41.3 | 283.9 | 296 | 292.7 | 0.9 | 0
18:00 | 3.4 | -78 | 12.3 | 16.4 | 283 | 295.8 | 291.7 | 0.9 | 0
19:00 | -5.2 | -66 | 0 | 0 | 282 | 295.8 | 291.6 | 0.6 | 0
20:00 | -13.1 | -53.3 | 0 | 0 | 281 | 295.9 | 291 | 0.6 | 0
21:00 | -19.7 | -39.5 | 0 | 0 | 280 | 295.8 | 290.6 | 0.7 | 0
22:00 | -24.5 | -24.4 | 0 | 0 | 279.3 | 295.9 | 290.5 | 0.7 | 0
23:00 | -27.1 | -8.3 | 0 | 0 | 278.6 | 296 | 290.4 | 0.7 | 0
May
| solar | solar | direct | diffuse | outdoor | indoor | window | heating | blinds
| altitude | azimuth | radiation | radiation | temp. | temp. | temp. | load | closed
| (degrees) | (degrees) | (W-h/m2) | (W-h/m2) | (K) | (K) | (K) | (W-h/m2) | (% time)
midnight | -17.9 | 7.4 | 0 | 0 | 281 | 294.1 | 289.8 | 76.1 | 0
1:00 | -15.5 | 22 | 0 | 0 | 280.8 | 294.1 | 289.7 | 76.9 | 0
2:00 | -11.1 | 35.8 | 0 | 0 | 280.5 | 294.1 | 289.7 | 77.3 | 0
3:00 | -5 | 48.7 | 0 | 0 | 280.2 | 294.1 | 289.5 | 76 | 0
4:00 | 2.4 | 60.8 | 12.8 | 10.9 | 280.2 | 294.1 | 289.8 | 77.5 | 0
5:00 | 10.7 | 72.3 | 41.5 | 40.6 | 280.5 | 294.1 | 290.5 | 75.6 | 0
6:00 | 19.6 | 83.7 | 18 | 62.9 | 280.9 | 294.1 | 290.6 | 75.7 | 0
7:00 | 28.7 | 95.6 | 0 | 84.8 | 281.8 | 294.1 | 291 | 66.7 | 0
8:00 | 37.6 | 108.8 | 0 | 101.3 | 282.7 | 296.2 | 292.3 | 0.8 | 0
9:00 | 45.8 | 124.4 | 0 | 131.7 | 283.7 | 295.9 | 293.5 | 1.3 | 0
10:00 | 52.4 | 143.6 | 0 | 145.9 | 284.8 | 296.1 | 293.9 | 1 | 0
11:00 | 56.2 | 167.2 | 0 | 152.2 | 285.8 | 296.1 | 294.5 | 0.6 | 0
noon | 56.2 | -167.2 | 0 | 145.7 | 286.8 | 296.2 | 294.7 | 0.5 | 0
13:00 | 52.4 | -143.6 | 0 | 137.1 | 287.6 | 296.6 | 295 | 0.4 | 0
14:00 | 45.8 | -124.4 | 0 | 134.2 | 288 | 296 | 295 | 0.5 | 0
15:00 | 37.6 | -108.8 | 0 | 116.3 | 288 | 296.2 | 294.8 | 0.3 | 0
16:00 | 28.7 | -95.6 | 0 | 97.6 | 287.9 | 296 | 294.5 | 0.3 | 0
17:00 | 19.6 | -83.7 | 19 | 74.3 | 287.3 | 296.2 | 294.1 | 0.3 | 0
18:00 | 10.7 | -72.3 | 47.9 | 48.7 | 286.3 | 296.3 | 293.7 | 0.3 | 0
19:00 | 2.4 | -60.8 | 25.2 | 18.1 | 285.1 | 296.4 | 292.9 | 0.3 | 0
20:00 | -5 | -48.7 | 0 | 0 | 284 | 296.2 | 291.9 | 0.2 | 0
21:00 | -11.1 | -35.8 | 0 | 0 | 283.1 | 296.3 | 291.7 | 0.3 | 0
22:00 | -15.5 | -22 | 0 | 0 | 282.3 | 296.1 | 291.2 | 0.4 | 0
23:00 | -17.9 | -7.4 | 0 | 0 | 281.5 | 295.9 | 291.3 | 0.5 | 0
June
| solar | solar | direct | diffuse | outdoor | indoor | window | heating | blinds
| altitude | azimuth | radiation | radiation | temp. | temp. | temp. | load | closed
| (degrees) | (degrees) | (W-h/m2) | (W-h/m2) | (K) | (K) | (K) | (W-h/m2) | (% time)
midnight | -13.8 | 7 | 0 | 0 | 284.5 | 294.1 | 290.9 | 43.2 | 0
1:00 | -11.6 | 21 | 0 | 0 | 284.2 | 294.1 | 290.9 | 42.2 | 0
2:00 | -7.3 | 34.3 | 0 | 0 | 283.9 | 294.1 | 290.7 | 38.9 | 0
3:00 | -1.4 | 46.7 | 0 | 0 | 283.6 | 294.1 | 290.6 | 37.9 | 0
4:00 | 5.8 | 58.4 | 47 | 27.4 | 283.7 | 294.2 | 291.6 | 38.4 | 0
5:00 | 14 | 69.7 | 54.6 | 52.4 | 284.2 | 294.3 | 292.1 | 37.8 | 0
6:00 | 22.8 | 80.8 | 26.7 | 76.8 | 284.6 | 294.4 | 292.1 | 38.5 | 0
7:00 | 31.9 | 92.5 | 0 | 90.6 | 285.2 | 294.4 | 292.3 | 37.4 | 0
8:00 | 40.9 | 105.5 | 0 | 104.6 | 286.2 | 296.1 | 294 | 0.3 | 0
9:00 | 49.2 | 121 | 0 | 130.5 | 287.2 | 296.3 | 294.5 | 0.3 | 0
10:00 | 56.1 | 140.8 | 0 | 140.9 | 288.1 | 296.5 | 295.3 | 0.2 | 0
11:00 | 60.2 | 166 | 0 | 149.1 | 289.1 | 297 | 295.9 | 0.3 | 0
noon | 60.2 | -166 | 0 | 150.4 | 290 | 297.5 | 296.5 | 0.1 | 0
13:00 | 56.1 | -140.8 | 0 | 149.6 | 290.6 | 297.7 | 297 | 0 | 0
14:00 | 49.2 | -121 | 0 | 133.5 | 291 | 297.7 | 296.8 | 0 | 0
15:00 | 40.9 | -105.5 | 0 | 111.8 | 291.1 | 297.5 | 296.6 | 0 | 0
16:00 | 31.9 | -92.5 | 0 | 113.1 | 290.9 | 297.4 | 296.3 | 0 | 0
17:00 | 22.8 | -80.8 | 25.1 | 93.4 | 290.2 | 297 | 296.1 | 0.2 | 0
18:00 | 14 | -69.7 | 50.8 | 67.2 | 289.3 | 297.1 | 295.5 | 0.2 | 0
19:00 | 5.8 | -58.4 | 47.8 | 41 | 288.3 | 296.4 | 294.9 | 0.2 | 0
20:00 | -1.4 | -46.7 | 0 | 0 | 287.4 | 296.2 | 293.5 | 0.1 | 0
21:00 | -7.3 | -34.3 | 0 | 0 | 286.4 | 296.1 | 293.1 | 0.1 | 0
22:00 | -11.6 | -21 | 0 | 0 | 285.7 | 295.9 | 292.5 | 0.2 | 0
23:00 | -13.8 | -7 | 0 | 0 | 284.8 | 295.9 | 292.2 | 0.2 | 0
July
| solar | solar | direct | diffuse | outdoor | indoor | window | heating | blinds
| altitude | azimuth | radiation | radiation | temp. | temp. | temp. | load | closed
| (degrees) | (degrees) | (W-h/m2) | (W-h/m2) | (K) | (K) | (K) | (W-h/m2) | (% time)
midnight | -15.9 | 7.2 | 0 | 0 | 286.4 | 294.7 | 292.1 | 16.1 | 0
1:00 | -13.7 | 21.5 | 0 | 0 | 286.1 | 294.3 | 291.6 | 19.7 | 0
2:00 | -9.3 | 35.1 | 0 | 0 | 285.6 | 294.1 | 291.3 | 20.2 | 0
3:00 | -3.3 | 47.8 | 0 | 0 | 285.3 | 294.1 | 291.2 | 18.7 | 0
4:00 | 4 | 59.7 | 7.4 | 13.9 | 285.5 | 294.2 | 291.6 | 19.4 | 0
5:00 | 12.3 | 71 | 22.1 | 43.4 | 285.8 | 294.8 | 292.5 | 16.5 | 0
6:00 | 21.1 | 82.3 | 12.9 | 72.5 | 286.4 | 295.4 | 293.2 | 16.4 | 0
7:00 | 30.2 | 94.1 | 0 | 90.2 | 286.8 | 295.7 | 293.8 | 14.3 | 0
8:00 | 39.2 | 107.3 | 0 | 107.5 | 287.6 | 296.9 | 295 | 0.1 | 0
9:00 | 47.4 | 122.8 | 0 | 130 | 288.7 | 297.2 | 295.7 | 0 | 0
10:00 | 54.2 | 142.4 | 0 | 152.9 | 289.7 | 297.4 | 296.4 | 0 | 0
11:00 | 58.1 | 166.6 | 0 | 166.1 | 290.7 | 297.6 | 297.1 | 0 | 0
noon | 58.1 | -166.6 | 0 | 174.3 | 291.7 | 297.8 | 297.5 | 0 | 0
13:00 | 54.2 | -142.4 | 0 | 161.4 | 292.5 | 298 | 297.9 | 0 | 0
14:00 | 47.4 | -122.8 | 0 | 145.3 | 292.9 | 297.6 | 297.6 | 0 | 0
15:00 | 39.2 | -107.3 | 0 | 120.5 | 293 | 297.6 | 297.4 | 0 | 0
16:00 | 30.2 | -94.1 | 0 | 114.7 | 292.8 | 297.6 | 297.3 | 0 | 0
17:00 | 21.1 | -82.3 | 18.9 | 91.1 | 292.4 | 297.2 | 296.8 | 0 | 0
18:00 | 12.3 | -71 | 59.5 | 68.5 | 291.5 | 297.5 | 296.9 | 0 | 0
19:00 | 4 | -59.7 | 57.7 | 35.1 | 290.4 | 297.4 | 296.1 | 0 | 0
20:00 | -3.3 | -47.8 | 0 | 0 | 289.3 | 296.9 | 294.4 | 0 | 0
21:00 | -9.3 | -35.1 | 0 | 0 | 288.4 | 297 | 294.1 | 0 | 0
22:00 | -13.7 | -21.5 | 0 | 0 | 287.5 | 296.9 | 293.9 | 0 | 0
23:00 | -15.9 | -7.2 | 0 | 0 | 286.8 | 296.7 | 293.6 | 0 | 0
August
| solar | solar | direct | diffuse | outdoor | indoor | window | heating | blinds
| altitude | azimuth | radiation | radiation | temp. | temp. | temp. | load | closed
| (degrees) | (degrees) | (W-h/m2) | (W-h/m2) | (K) | (K) | (K) | (W-h/m2) | (% time)
midnight | -23.7 | 7.9 | 0 | 0 | 286.4 | 294.5 | 291.9 | 14.1 | 0
1:00 | -21.3 | 23.5 | 0 | 0 | 286 | 294.2 | 291.5 | 15.6 | 0
2:00 | -16.6 | 38.1 | 0 | 0 | 285.9 | 294.2 | 291.4 | 17.3 | 0
3:00 | -10.1 | 51.6 | 0 | 0 | 285.4 | 294.1 | 291.2 | 18.5 | 0
4:00 | -2.4 | 64.1 | 0 | 0 | 285.1 | 294.1 | 291.1 | 20.8 | 0
5:00 | 6 | 75.9 | 12.7 | 19 | 285.3 | 294.4 | 291.6 | 19.3 | 0
6:00 | 15.1 | 87.6 | 5.8 | 45.6 | 285.9 | 294.9 | 292.3 | 17.8 | 0
7:00 | 24.2 | 99.7 | 0 | 76 | 286.5 | 295.4 | 293.3 | 17.7 | 0
8:00 | 32.9 | 113.1 | 0 | 96.4 | 287.3 | 296.8 | 294.6 | 0 | 0
9:00 | 40.7 | 128.5 | 0 | 119 | 288.2 | 297 | 295.2 | 0 | 0
10:00 | 46.9 | 146.9 | 0 | 144.3 | 289.3 | 296.8 | 296 | 0 | 0
11:00 | 50.3 | 168.5 | 0 | 156.9 | 290.4 | 297.3 | 296.5 | 0 | 0
noon | 50.3 | -168.5 | 0 | 169.1 | 291.3 | 297.5 | 297.2 | 0 | 0
13:00 | 46.9 | -146.9 | 0 | 150.2 | 292 | 297.9 | 297.5 | 0 | 0
14:00 | 40.7 | -128.5 | 0 | 130.8 | 292.5 | 297.6 | 297.5 | 0 | 0
15:00 | 32.9 | -113.1 | 0 | 103.7 | 292.6 | 297.8 | 297.2 | 0 | 0
16:00 | 24.2 | -99.7 | 0 | 76.7 | 292.2 | 297.6 | 296.8 | 0 | 0
17:00 | 15.1 | -87.6 | 6.3 | 56.4 | 291.7 | 297.3 | 296.2 | 0 | 0
18:00 | 6 | -75.9 | 24.9 | 35.1 | 290.9 | 297.4 | 295.7 | 0 | 0
19:00 | -2.4 | -64.1 | 0 | 6 | 289.9 | 297 | 294.8 | 0 | 0
20:00 | -10.1 | -51.6 | 0 | 0 | 289 | 296.8 | 294.5 | 0 | 0
21:00 | -16.6 | -38.1 | 0 | 0 | 288.1 | 297 | 294.1 | 0 | 0
22:00 | -21.3 | -23.5 | 0 | 0 | 287.3 | 296.8 | 293.6 | 0 | 0
23:00 | -23.7 | -7.9 | 0 | 0 | 286.6 | 296.8 | 293.4 | 0 | 0
September
| solar | solar | direct | diffuse | outdoor | indoor | window | heating | blinds
| altitude | azimuth | radiation | radiation | temp. | temp. | temp. | load | closed
| (degrees) | (degrees) | (W-h/m2) | (W-h/m2) | (K) | (K) | (K) | (W-h/m2) | (% time)
midnight | -35.1 | 9.1 | 0 | 0 | 284.9 | 294.6 | 291.5 | 42.8 | 0
1:00 | -32.3 | 26.9 | 0 | 0 | 284.8 | 294.3 | 291.2 | 43.1 | 0
2:00 | -27.1 | 43.1 | 0 | 0 | 284.5 | 294.2 | 291 | 42.7 | 0
3:00 | -20 | 57.5 | 0 | 0 | 284.3 | 294.1 | 290.9 | 42.1 | 0
4:00 | -11.8 | 70.6 | 0 | 0 | 284.1 | 294.1 | 290.8 | 42.9 | 0
5:00 | -3 | 82.8 | 0 | 0.3 | 284 | 294.1 | 290.8 | 45 | 0
6:00 | 6 | 94.7 | 0 | 19.9 | 284.3 | 294.2 | 291.1 | 42.4 | 0
7:00 | 15 | 107 | 0 | 44.4 | 284.7 | 294.7 | 291.8 | 37.2 | 0
8:00 | 23.3 | 120.2 | 0 | 67.9 | 285.4 | 297 | 293.7 | 0.3 | 0
9:00 | 30.6 | 135 | 0 | 89.9 | 286.1 | 296.9 | 294.3 | 0.6 | 0
10:00 | 36 | 151.7 | 0 | 104.9 | 286.8 | 296.8 | 294.8 | 0.3 | 0
11:00 | 39 | 170.3 | 0 | 105.9 | 287.6 | 296.7 | 295 | 0.2 | 0
noon | 39 | -170.3 | 0 | 104.9 | 288.3 | 297 | 295.1 | 0.2 | 0
13:00 | 36 | -151.7 | 0 | 101.4 | 288.9 | 297 | 295.5 | 0.2 | 0
14:00 | 30.6 | -135 | 0 | 92.6 | 289.4 | 297.2 | 295.6 | 0.1 | 0
15:00 | 23.3 | -120.2 | 0 | 73.2 | 289.5 | 297.3 | 295.5 | 0.1 | 0
16:00 | 15 | -107 | 0 | 44.6 | 289.3 | 297 | 294.9 | 0.1 | 0
17:00 | 6 | -94.7 | 0 | 23.9 | 288.6 | 296.7 | 294.5 | 0.1 | 0
18:00 | -3 | -82.8 | 0 | 2.4 | 287.8 | 296.9 | 294.1 | 0.1 | 0
19:00 | -11.8 | -70.6 | 0 | 0 | 287.1 | 297 | 293.5 | 0.3 | 0
20:00 | -20 | -57.5 | 0 | 0 | 286.5 | 296.7 | 293.4 | 0.3 | 0
21:00 | -27.1 | -43.1 | 0 | 0 | 285.9 | 296.7 | 293.1 | 0.2 | 0
22:00 | -32.3 | -26.9 | 0 | 0 | 285.3 | 296.7 | 292.9 | 0.3 | 0
23:00 | -35.1 | -9.1 | 0 | 0 | 285 | 296.6 | 292.8 | 0.3 | 0
October
| solar | solar | direct | diffuse | outdoor | indoor | window | heating | blinds
| altitude | azimuth | radiation | radiation | temp. | temp. | temp. | load | closed
| (degrees) | (degrees) | (W-h/m2) | (W-h/m2) | (K) | (K) | (K) | (W-h/m2) | (% time)
midnight | -47 | 10.8 | 0 | 0 | 282.1 | 294.1 | 290.2 | 58.5 | 0
1:00 | -43.7 | 31.4 | 0 | 0 | 282.1 | 294.1 | 290.2 | 57.7 | 0
2:00 | -37.8 | 49.3 | 0 | 0 | 282 | 294.1 | 290.1 | 59.1 | 0
3:00 | -30.1 | 64.6 | 0 | 0 | 281.8 | 294.1 | 290.1 | 60 | 0
4:00 | -21.5 | 78 | 0 | 0 | 281.8 | 294.1 | 290.1 | 61.5 | 0
5:00 | -12.4 | 90.2 | 0 | 0 | 281.7 | 294.1 | 290 | 66.3 | 0
6:00 | -3.4 | 102 | 0 | 0.8 | 281.8 | 294.1 | 290.1 | 66.9 | 0
7:00 | 5.2 | 114 | 0 | 16.8 | 282.2 | 294.1 | 290.4 | 65.2 | 0
8:00 | 13 | 126.6 | 0 | 37.6 | 282.6 | 296 | 292.2 | 0.5 | 0
9:00 | 19.7 | 140.4 | 0 | 61.3 | 283.3 | 296.5 | 292.5 | 0.8 | 0
10:00 | 24.5 | 155.5 | 0 | 70.4 | 283.9 | 296 | 292.9 | 0.9 | 0
11:00 | 27.1 | 171.7 | 0 | 81.3 | 284.6 | 296.5 | 293.1 | 0.7 | 0
noon | 27.1 | -171.7 | 0 | 79 | 285.1 | 296.4 | 293.3 | 0.8 | 0
13:00 | 24.5 | -155.5 | 0 | 65.6 | 285.4 | 296.6 | 293.2 | 0.6 | 0
14:00 | 19.7 | -140.4 | 0 | 49.7 | 285.5 | 296.3 | 293.3 | 0.7 | 0
15:00 | 13 | -126.6 | 0 | 33.4 | 285.3 | 296 | 293 | 0.5 | 0
16:00 | 5.2 | -114 | 0 | 14.6 | 284.7 | 296.2 | 292.4 | 0.2 | 0
17:00 | -3.4 | -102 | 0 | 0.4 | 284.1 | 296.3 | 292.2 | 0.4 | 0
18:00 | -12.4 | -90.2 | 0 | 0 | 283.5 | 296 | 291.8 | 0.5 | 0
19:00 | -21.5 | -78 | 0 | 0 | 283.1 | 296.2 | 291.8 | 0.3 | 0
20:00 | -30.1 | -64.6 | 0 | 0 | 282.8 | 296 | 291.7 | 0.4 | 0
21:00 | -37.8 | -49.3 | 0 | 0 | 282.5 | 295.7 | 291.5 | 0.4 | 0
22:00 | -43.7 | -31.4 | 0 | 0 | 282.4 | 296 | 291.8 | 0.2 | 0
23:00 | -47 | -10.8 | 0 | 0 | 282.2 | 296.1 | 291.6 | 0.3 | 0
November
| solar | solar | direct | diffuse | outdoor | indoor | window | heating | blinds
| altitude | azimuth | radiation | radiation | temp. | temp. | temp. | load | closed
| (degrees) | (degrees) | (W-h/m2) | (W-h/m2) | (K) | (K) | (K) | (W-h/m2) | (% time)
midnight | -56.2 | 12.8 | 0 | 0 | 278.9 | 294.1 | 289.1 | 104.4 | 0
1:00 | -52.4 | 36.3 | 0 | 0 | 278.8 | 294.1 | 289.1 | 105 | 0
2:00 | -45.8 | 55.6 | 0 | 0 | 278.6 | 294.1 | 289.1 | 111.2 | 0
3:00 | -37.7 | 71.1 | 0 | 0 | 278.5 | 294.1 | 289 | 107.6 | 0
4:00 | -28.8 | 84.3 | 0 | 0 | 278.4 | 294.1 | 289 | 103.5 | 0
5:00 | -19.7 | 96.2 | 0 | 0 | 278.4 | 294.1 | 289 | 107 | 0
6:00 | -10.7 | 107.7 | 0 | 0 | 278.3 | 294.1 | 289 | 107.3 | 0
7:00 | -2.4 | 119.2 | 0 | 1 | 278.2 | 294.1 | 288.9 | 108 | 0
8:00 | 5 | 131.2 | 0 | 16 | 278.4 | 295.9 | 290.6 | 0.1 | 0
9:00 | 11.1 | 144.1 | 0 | 30.1 | 278.8 | 295.8 | 290.7 | 1.3 | 0
10:00 | 15.5 | 157.9 | 0 | 45.9 | 279.2 | 296 | 290.9 | 1.5 | 0
11:00 | 17.8 | 172.5 | 0 | 57.8 | 279.7 | 295.6 | 291.5 | 1.8 | 0
noon | 17.8 | -172.5 | 0 | 55.3 | 280.1 | 295.7 | 291.5 | 1.3 | 0
13:00 | 15.5 | -157.9 | 0 | 47.3 | 280.3 | 295.8 | 291.4 | 1.5 | 0
14:00 | 11.1 | -144.1 | 0 | 30.2 | 280.4 | 295.9 | 291.4 | 1.2 | 0
15:00 | 5 | -131.2 | 0 | 12.9 | 280.2 | 295.8 | 290.7 | 0.7 | 0
16:00 | -2.4 | -119.2 | 0 | 0 | 280 | 296.2 | 291 | 0.5 | 0
17:00 | -10.7 | -107.7 | 0 | 0 | 279.7 | 296.1 | 290.7 | 0.4 | 0
18:00 | -19.7 | -96.2 | 0 | 0 | 279.6 | 295.8 | 290.7 | 0.4 | 0
19:00 | -28.8 | -84.3 | 0 | 0 | 279.4 | 296.1 | 290.8 | 0.3 | 0
20:00 | -37.7 | -71.1 | 0 | 0 | 279.4 | 296.2 | 290.7 | 0.2 | 0
21:00 | -45.8 | -55.6 | 0 | 0 | 279.2 | 296.2 | 290.6 | 0.3 | 0
22:00 | -52.4 | -36.3 | 0 | 0 | 279 | 296.1 | 290.6 | 0.3 | 0
23:00 | -56.2 | -12.8 | 0 | 0 | 278.8 | 295.9 | 290.5 | 0.5 | 0
December
| solar | solar | direct | diffuse | outdoor | indoor | window | heating | blinds
| altitude | azimuth | radiation | radiation | temp. | temp. | temp. | load | closed
| (degrees) | (degrees) | (W-h/m2) | (W-h/m2) | (K) | (K) | (K) | (W-h/m2) | (% time)
midnight | -60.2 | 13.9 | 0 | 0 | 276.9 | 294.1 | 288.5 | 109.3 | 0
1:00 | -56.1 | 39.1 | 0 | 0 | 276.8 | 294.1 | 288.5 | 113.2 | 0
2:00 | -49.2 | 58.9 | 0 | 0 | 276.8 | 294.1 | 288.5 | 113.6 | 0
3:00 | -40.9 | 74.4 | 0 | 0 | 276.8 | 294.1 | 288.5 | 113.6 | 0
4:00 | -31.9 | 87.4 | 0 | 0 | 276.9 | 294.1 | 288.5 | 110.9 | 0
5:00 | -22.8 | 99.1 | 0 | 0 | 277 | 294.1 | 288.5 | 113.9 | 0
6:00 | -14 | 110.2 | 0 | 0 | 276.9 | 294.1 | 288.5 | 111.1 | 0
7:00 | -5.8 | 121.5 | 0 | 0 | 276.9 | 294.1 | 288.5 | 108.3 | 0
8:00 | 1.4 | 133.2 | 0 | 1.8 | 277.1 | 295.7 | 289.4 | 0 | 0
9:00 | 7.3 | 145.7 | 0 | 14.9 | 277.3 | 296 | 290 | 0.8 | 0
10:00 | 11.6 | 158.9 | 0 | 28.6 | 277.7 | 295.7 | 290 | 1.8 | 0
11:00 | 13.8 | 172.9 | 0 | 36.8 | 277.9 | 296 | 290.5 | 1.3 | 0
noon | 13.8 | -172.9 | 0 | 37.9 | 278.2 | 295.9 | 290.6 | 1.5 | 0
13:00 | 11.6 | -158.9 | 0 | 29 | 278.4 | 296 | 290.7 | 1.3 | 0
14:00 | 7.3 | -145.7 | 0 | 18.1 | 278.3 | 295.6 | 290.4 | 1.1 | 0
15:00 | 1.4 | -133.2 | 0 | 4.7 | 278.2 | 295.9 | 290.3 | 0.7 | 0
16:00 | -5.8 | -121.5 | 0 | 0 | 277.8 | 295.8 | 290.1 | 0.7 | 0
17:00 | -14 | -110.2 | 0 | 0 | 277.7 | 295.8 | 289.9 | 0.4 | 0
18:00 | -22.8 | -99.1 | 0 | 0 | 277.5 | 296.2 | 290 | 0.4 | 0
19:00 | -31.9 | -87.4 | 0 | 0 | 277.5 | 296.2 | 290.1 | 0.6 | 0
20:00 | -40.9 | -74.4 | 0 | 0 | 277.3 | 295.9 | 290 | 0.5 | 0
21:00 | -49.2 | -58.9 | 0 | 0 | 277.1 | 296 | 289.7 | 0.7 | 0
22:00 | -56.1 | -39.1 | 0 | 0 | 277.1 | 296 | 289.8 | 0.5 | 0
23:00 | -60.2 | -13.9 | 0 | 0 | 277 | 296.2 | 289.8 | 0.6 | 0

## Sheet80
Scenario One (blue)
Tue Dec 03 2019 23:39:07 GMT+0000 (Greenwich Mean Time)
Setup Information:
Building
Location | UK - London
Building length, side A | N/A
Building length, side B | N/A
Simulation Type
Simulation Type | one_sided
Window Description
Typology | dgu_nb
Glazing Type | clear
Window Area | 80%
Wall Description
Insulation R-Value | 99999999.9 m2-K/W
Occupancy
Type | Low-rise Residential
Occupancy Load | 0.000 people per m2
Lighting Requirements | 400 lux
Equipment Load | 0.00 W/m2
Room Ventilation
Air Change Rate per Occupant | 15.0 liters / sec per person
Total Air Change Rate | 0.0 roomfuls per hour
Lighting Control
Lighting Control | lights do not respond to daylight: all lights fully on while building is occupied
Representative Room
Orientation | north
Room Depth | 27 m
Room Width | 5 m
Room Height | 2.2 m
Thermal Mass
Thermal Mass | none
Overhang
Overhang Depth | 0 m
Roof
Roof Type | adiabatic roof
Simulation Results:
Primary Energy Use and CO2 Emissions
| heating | cooling | lighting | total | CO2
| energy | energy | energy | energy | emissions
| (kWh/m2) | (kWh/m2) | (kWh/m2) | (kWh/m2) | (kg/m2)
January | 33.4 | 0 | 7.3 | 40.7 | 8.1
February | 28 | 0 | 6.6 | 34.6 | 6.9
March | 32.1 | 0 | 7.3 | 39.4 | 7.9
April | 26 | 0 | 7.1 | 33.1 | 6.6
May | 18.9 | 0 | 7.3 | 26.2 | 5.2
June | 9.5 | 0 | 7.1 | 16.6 | 3.3
July | 4.4 | 0 | 7.3 | 11.7 | 2.3
August | 4.4 | 0 | 7.3 | 11.7 | 2.3
September | 10.3 | 0 | 7.1 | 17.4 | 3.5
October | 15.6 | 0 | 7.3 | 22.9 | 4.6
November | 26 | 0 | 7.1 | 33.1 | 6.6
December | 28.1 | 0 | 7.3 | 35.4 | 7.1
Total | 236.7 | 0 | 86.1 | 322.8 | 64.6 | yearly energy
January
| solar | solar | direct | diffuse | outdoor | indoor | window | heating | blinds
| altitude | azimuth | radiation | radiation | temp. | temp. | temp. | load | closed
| (degrees) | (degrees) | (W-h/m2) | (W-h/m2) | (K) | (K) | (K) | (W-h/m2) | (% time)
midnight | -58.1 | 13.3 | 0 | 0 | 275.9 | 294.1 | 288.2 | 136.7 | 0
1:00 | -54.2 | 37.6 | 0 | 0 | 275.8 | 294.1 | 288.2 | 136.2 | 0
2:00 | -47.5 | 57.1 | 0 | 0 | 275.8 | 294.1 | 288.2 | 134.7 | 0
3:00 | -39.2 | 72.7 | 0 | 0 | 275.7 | 294.1 | 288.1 | 130.5 | 0
4:00 | -30.2 | 85.8 | 0 | 0 | 275.6 | 294.1 | 288.1 | 133.2 | 0
5:00 | -21.1 | 97.6 | 0 | 0 | 275.6 | 294.1 | 288.1 | 133.1 | 0
6:00 | -12.3 | 108.9 | 0 | 0 | 275.5 | 294.1 | 288.1 | 130.8 | 0
7:00 | -4 | 120.3 | 0 | 0 | 275.5 | 294.1 | 288.1 | 129.6 | 0
8:00 | 3.3 | 132.2 | 0 | 5.1 | 275.7 | 295.5 | 289 | 0 | 0
9:00 | 9.3 | 144.9 | 0 | 20.2 | 276.1 | 295.8 | 289.9 | 1.1 | 0
10:00 | 13.6 | 158.4 | 0 | 34.6 | 276.5 | 295.9 | 289.9 | 1.5 | 0
11:00 | 15.9 | 172.7 | 0 | 40.5 | 276.7 | 295.8 | 289.9 | 1.8 | 0
noon | 15.9 | -172.7 | 0 | 42.7 | 277.2 | 296 | 290.3 | 1.8 | 0
13:00 | 13.6 | -158.4 | 0 | 38.1 | 277.6 | 295.9 | 290.4 | 1.6 | 0
14:00 | 9.3 | -144.9 | 0 | 26.7 | 277.5 | 295.8 | 290.2 | 1.4 | 0
15:00 | 3.3 | -132.2 | 0 | 13.2 | 277.3 | 296.1 | 290 | 0.9 | 0
16:00 | -4 | -120.3 | 0 | 0.6 | 277 | 296 | 289.9 | 0.5 | 0
17:00 | -12.3 | -108.9 | 0 | 0 | 276.8 | 295.7 | 289.7 | 0.6 | 0
18:00 | -21.1 | -97.6 | 0 | 0 | 276.5 | 296 | 289.8 | 0.6 | 0
19:00 | -30.2 | -85.8 | 0 | 0 | 276.3 | 296 | 289.7 | 0.3 | 0
20:00 | -39.2 | -72.7 | 0 | 0 | 276.1 | 296.3 | 289.7 | 0.3 | 0
21:00 | -47.5 | -57.1 | 0 | 0 | 276.1 | 295.9 | 289.5 | 0.6 | 0
22:00 | -54.2 | -37.6 | 0 | 0 | 276 | 296.3 | 289.5 | 0.2 | 0
23:00 | -58.1 | -13.3 | 0 | 0 | 275.9 | 296.1 | 289.5 | 0.6 | 0
February
| solar | solar | direct | diffuse | outdoor | indoor | window | heating | blinds
| altitude | azimuth | radiation | radiation | temp. | temp. | temp. | load | closed
| (degrees) | (degrees) | (W-h/m2) | (W-h/m2) | (K) | (K) | (K) | (W-h/m2) | (% time)
midnight | -50.4 | 11.4 | 0 | 0 | 275.4 | 294.1 | 288 | 117.2 | 0
1:00 | -46.9 | 33 | 0 | 0 | 275.3 | 294.1 | 288 | 111.8 | 0
2:00 | -40.8 | 51.4 | 0 | 0 | 275.2 | 294.1 | 288 | 116 | 0
3:00 | -32.9 | 66.9 | 0 | 0 | 275.2 | 294.1 | 288 | 122.5 | 0
4:00 | -24.2 | 80.2 | 0 | 0 | 275.2 | 294.1 | 288 | 124.5 | 0
5:00 | -15.1 | 92.3 | 0 | 0 | 275.1 | 294.1 | 287.9 | 129.1 | 0
6:00 | -6.1 | 104 | 0 | 0 | 275.1 | 294.1 | 287.9 | 128.9 | 0
7:00 | 2.4 | 115.9 | 0 | 2.3 | 275.1 | 294.1 | 288 | 132.5 | 0
8:00 | 10.1 | 128.3 | 0 | 20.6 | 275.5 | 296.1 | 289.5 | 0.1 | 0
9:00 | 16.5 | 141.8 | 0 | 40.4 | 276.1 | 295.9 | 290 | 2.1 | 0
10:00 | 21.2 | 156.4 | 0 | 55.1 | 276.7 | 295.8 | 290.1 | 2.5 | 0
11:00 | 23.7 | 172 | 0 | 60.6 | 277.3 | 295.9 | 290.4 | 2.4 | 0
noon | 23.7 | -172 | 0 | 65.1 | 277.9 | 295.8 | 290.6 | 2.5 | 0
13:00 | 21.2 | -156.4 | 0 | 57 | 278.4 | 295.6 | 290.8 | 2.1 | 0
14:00 | 16.5 | -141.8 | 0 | 53.5 | 278.5 | 296.1 | 291 | 1.5 | 0
15:00 | 10.1 | -128.3 | 0 | 36 | 278.3 | 296 | 290.5 | 1.8 | 0
16:00 | 2.4 | -115.9 | 0 | 14.5 | 277.7 | 296 | 290.2 | 1.1 | 0
17:00 | -6.1 | -104 | 0 | 0.3 | 277.1 | 296.1 | 290 | 0.5 | 0
18:00 | -15.1 | -92.3 | 0 | 0 | 276.7 | 296.1 | 289.7 | 0.5 | 0
19:00 | -24.2 | -80.2 | 0 | 0 | 276.3 | 295.8 | 289.6 | 0.8 | 0
20:00 | -32.9 | -66.9 | 0 | 0 | 276 | 295.8 | 289.3 | 0.4 | 0
21:00 | -40.8 | -51.4 | 0 | 0 | 275.7 | 296.1 | 289.5 | 0.1 | 0
22:00 | -46.9 | -33 | 0 | 0 | 275.5 | 296.1 | 289.5 | 0.4 | 0
23:00 | -50.4 | -11.4 | 0 | 0 | 275.4 | 296.1 | 289.5 | 0.3 | 0
March
| solar | solar | direct | diffuse | outdoor | indoor | window | heating | blinds
| altitude | azimuth | radiation | radiation | temp. | temp. | temp. | load | closed
| (degrees) | (degrees) | (W-h/m2) | (W-h/m2) | (K) | (K) | (K) | (W-h/m2) | (% time)
midnight | -39 | 9.6 | 0 | 0 | 276.9 | 294.1 | 288.5 | 129 | 0
1:00 | -36 | 28.2 | 0 | 0 | 276.8 | 294.1 | 288.5 | 132.9 | 0
2:00 | -30.6 | 45 | 0 | 0 | 276.7 | 294.1 | 288.4 | 137.1 | 0
3:00 | -23.4 | 59.7 | 0 | 0 | 276.5 | 294.1 | 288.4 | 129.6 | 0
4:00 | -15 | 72.9 | 0 | 0 | 276.3 | 294.1 | 288.3 | 130.9 | 0
5:00 | -6.1 | 85.2 | 0 | 0 | 276.4 | 294.1 | 288.3 | 125.7 | 0
6:00 | 2.9 | 97.1 | 0 | 4.1 | 276.6 | 294.1 | 288.4 | 118 | 0
7:00 | 11.8 | 109.3 | 0 | 24.9 | 276.9 | 294.1 | 288.8 | 114.2 | 0
8:00 | 20 | 122.4 | 0 | 48.1 | 277.4 | 296.2 | 290.3 | 1 | 0
9:00 | 27 | 136.9 | 0 | 66.7 | 278 | 296 | 290.8 | 1.7 | 0
10:00 | 32.2 | 153.1 | 0 | 85.8 | 278.8 | 295.8 | 291.3 | 2.2 | 0
11:00 | 35.1 | 170.8 | 0 | 100 | 279.8 | 296 | 291.7 | 2 | 0
noon | 35.1 | -170.8 | 0 | 101.7 | 280.5 | 296 | 292 | 2 | 0
13:00 | 32.2 | -153.1 | 0 | 93 | 281.2 | 295.7 | 292.2 | 1.7 | 0
14:00 | 27 | -136.9 | 0 | 79.8 | 281.5 | 296.1 | 292.2 | 1.5 | 0
15:00 | 20 | -122.4 | 0 | 58.9 | 281.4 | 296.4 | 291.7 | 1.2 | 0
16:00 | 11.8 | -109.3 | 0 | 34.5 | 280.9 | 296.1 | 291.4 | 1.5 | 0
17:00 | 2.9 | -97.1 | 0 | 15.4 | 280.1 | 295.9 | 290.9 | 1.1 | 0
18:00 | -6.1 | -85.2 | 0 | 0 | 279.4 | 296.3 | 290.7 | 0.5 | 0
19:00 | -15 | -72.9 | 0 | 0 | 278.7 | 296.1 | 290.3 | 0.5 | 0
20:00 | -23.4 | -59.7 | 0 | 0 | 278.2 | 295.9 | 290.2 | 0.8 | 0
21:00 | -30.6 | -45 | 0 | 0 | 277.8 | 295.8 | 290.2 | 0.9 | 0
22:00 | -36 | -28.2 | 0 | 0 | 277.3 | 296.1 | 289.9 | 0.2 | 0
23:00 | -39 | -9.6 | 0 | 0 | 277.1 | 295.8 | 289.7 | 1 | 0
April
| solar | solar | direct | diffuse | outdoor | indoor | window | heating | blinds
| altitude | azimuth | radiation | radiation | temp. | temp. | temp. | load | closed
| (degrees) | (degrees) | (W-h/m2) | (W-h/m2) | (K) | (K) | (K) | (W-h/m2) | (% time)
midnight | -27.1 | 8.3 | 0 | 0 | 278.5 | 294.1 | 289 | 106.1 | 0
1:00 | -24.5 | 24.4 | 0 | 0 | 278.2 | 294.1 | 288.9 | 104.3 | 0
2:00 | -19.7 | 39.5 | 0 | 0 | 278 | 294.1 | 288.9 | 105.9 | 0
3:00 | -13.1 | 53.3 | 0 | 0 | 277.7 | 294.1 | 288.8 | 108 | 0
4:00 | -5.2 | 66 | 0 | 0 | 277.4 | 294.1 | 288.7 | 107 | 0
5:00 | 3.4 | 78 | 3 | 8 | 277.6 | 294.1 | 288.8 | 105.6 | 0
6:00 | 12.4 | 89.8 | 0.4 | 33.9 | 278.1 | 294.1 | 289.2 | 108.1 | 0
7:00 | 21.5 | 102 | 0 | 60.7 | 278.8 | 294.1 | 289.8 | 103.9 | 0
8:00 | 30.1 | 115.3 | 0 | 79.7 | 279.5 | 295.7 | 291.6 | 1.8 | 0
9:00 | 37.7 | 130.6 | 0 | 102.3 | 280.6 | 296.2 | 292.1 | 2.4 | 0
10:00 | 43.7 | 148.5 | 0 | 121.4 | 281.5 | 295.6 | 292.5 | 2.4 | 0
11:00 | 47 | 169.1 | 0 | 133.9 | 282.5 | 295.6 | 292.8 | 1.9 | 0
noon | 47 | -169.1 | 0 | 135.6 | 283.5 | 296.1 | 293.3 | 1.5 | 0
13:00 | 43.7 | -148.5 | 0 | 127.4 | 284.2 | 296 | 293.6 | 1.4 | 0
14:00 | 37.7 | -130.6 | 0 | 116.3 | 284.7 | 296 | 293.7 | 1.1 | 0
15:00 | 30.1 | -115.3 | 0 | 86.8 | 285 | 296.3 | 293.3 | 0.8 | 0
16:00 | 21.5 | -102 | 0 | 66.8 | 284.7 | 296.2 | 292.9 | 0.9 | 0
17:00 | 12.4 | -89.8 | 0.5 | 41.3 | 283.9 | 296 | 292.5 | 1 | 0
18:00 | 3.4 | -78 | 12.3 | 16.4 | 283 | 296 | 291.8 | 0.9 | 0
19:00 | -5.2 | -66 | 0 | 0 | 282 | 295.8 | 291.6 | 0.6 | 0
20:00 | -13.1 | -53.3 | 0 | 0 | 281 | 295.8 | 290.8 | 0.7 | 0
21:00 | -19.7 | -39.5 | 0 | 0 | 280 | 296 | 290.8 | 0.6 | 0
22:00 | -24.5 | -24.4 | 0 | 0 | 279.3 | 295.8 | 290.4 | 0.9 | 0
23:00 | -27.1 | -8.3 | 0 | 0 | 278.6 | 296.1 | 290.2 | 0.4 | 0
May
| solar | solar | direct | diffuse | outdoor | indoor | window | heating | blinds
| altitude | azimuth | radiation | radiation | temp. | temp. | temp. | load | closed
| (degrees) | (degrees) | (W-h/m2) | (W-h/m2) | (K) | (K) | (K) | (W-h/m2) | (% time)
midnight | -17.9 | 7.4 | 0 | 0 | 281 | 294.1 | 289.8 | 76 | 0
1:00 | -15.5 | 22 | 0 | 0 | 280.8 | 294.1 | 289.7 | 76.9 | 0
2:00 | -11.1 | 35.8 | 0 | 0 | 280.5 | 294.1 | 289.7 | 77.4 | 0
3:00 | -5 | 48.7 | 0 | 0 | 280.2 | 294.1 | 289.5 | 76.1 | 0
4:00 | 2.4 | 60.8 | 12.8 | 10.9 | 280.2 | 294.1 | 289.8 | 77.5 | 0
5:00 | 10.7 | 72.3 | 41.5 | 40.6 | 280.5 | 294.1 | 290.5 | 75.6 | 0
6:00 | 19.6 | 83.7 | 18 | 62.9 | 280.9 | 294.1 | 290.6 | 75.7 | 0
7:00 | 28.7 | 95.6 | 0 | 84.8 | 281.8 | 294.1 | 291 | 66.7 | 0
8:00 | 37.6 | 108.8 | 0 | 101.3 | 282.7 | 296.2 | 292.4 | 0.8 | 0
9:00 | 45.8 | 124.4 | 0 | 131.7 | 283.7 | 295.7 | 293.5 | 1.3 | 0
10:00 | 52.4 | 143.6 | 0 | 145.9 | 284.8 | 296.1 | 293.9 | 1 | 0
11:00 | 56.2 | 167.2 | 0 | 152.2 | 285.8 | 296.2 | 294.6 | 0.6 | 0
noon | 56.2 | -167.2 | 0 | 145.7 | 286.8 | 296.2 | 294.6 | 0.5 | 0
13:00 | 52.4 | -143.6 | 0 | 137.1 | 287.6 | 296.4 | 295 | 0.5 | 0
14:00 | 45.8 | -124.4 | 0 | 134.2 | 288 | 296.3 | 295 | 0.4 | 0
15:00 | 37.6 | -108.8 | 0 | 116.3 | 288 | 296.3 | 295 | 0.3 | 0
16:00 | 28.7 | -95.6 | 0 | 97.6 | 287.9 | 296.2 | 294.4 | 0.3 | 0
17:00 | 19.6 | -83.7 | 19 | 74.3 | 287.3 | 296 | 294.1 | 0.3 | 0
18:00 | 10.7 | -72.3 | 47.9 | 48.7 | 286.3 | 296.4 | 293.7 | 0.2 | 0
19:00 | 2.4 | -60.8 | 25.2 | 18.1 | 285.1 | 295.9 | 293 | 0.3 | 0
20:00 | -5 | -48.7 | 0 | 0 | 284 | 295.9 | 292.1 | 0.1 | 0
21:00 | -11.1 | -35.8 | 0 | 0 | 283.1 | 295.9 | 291.6 | 0.3 | 0
22:00 | -15.5 | -22 | 0 | 0 | 282.3 | 296.1 | 291.6 | 0.3 | 0
23:00 | -17.9 | -7.4 | 0 | 0 | 281.5 | 296.1 | 290.9 | 0.5 | 0
June
| solar | solar | direct | diffuse | outdoor | indoor | window | heating | blinds
| altitude | azimuth | radiation | radiation | temp. | temp. | temp. | load | closed
| (degrees) | (degrees) | (W-h/m2) | (W-h/m2) | (K) | (K) | (K) | (W-h/m2) | (% time)
midnight | -13.8 | 7 | 0 | 0 | 284.5 | 294.1 | 290.9 | 43.2 | 0
1:00 | -11.6 | 21 | 0 | 0 | 284.2 | 294.1 | 290.9 | 42.2 | 0
2:00 | -7.3 | 34.3 | 0 | 0 | 283.9 | 294.1 | 290.7 | 39 | 0
3:00 | -1.4 | 46.7 | 0 | 0 | 283.6 | 294.1 | 290.6 | 37.9 | 0
4:00 | 5.8 | 58.4 | 47 | 27.4 | 283.7 | 294.2 | 291.6 | 38.4 | 0
5:00 | 14 | 69.7 | 54.6 | 52.4 | 284.2 | 294.3 | 292.1 | 37.8 | 0
6:00 | 22.8 | 80.8 | 26.7 | 76.8 | 284.6 | 294.4 | 292.2 | 38.5 | 0
7:00 | 31.9 | 92.5 | 0 | 90.6 | 285.2 | 294.4 | 292.3 | 37.4 | 0
8:00 | 40.9 | 105.5 | 0 | 104.6 | 286.2 | 296.1 | 294 | 0.3 | 0
9:00 | 49.2 | 121 | 0 | 130.5 | 287.2 | 296.2 | 294.6 | 0.2 | 0
10:00 | 56.1 | 140.8 | 0 | 140.9 | 288.1 | 296.4 | 295.2 | 0.2 | 0
11:00 | 60.2 | 166 | 0 | 149.1 | 289.1 | 297 | 296.1 | 0.3 | 0
noon | 60.2 | -166 | 0 | 150.4 | 290 | 297.5 | 296.6 | 0.1 | 0
13:00 | 56.1 | -140.8 | 0 | 149.6 | 290.6 | 297.7 | 296.9 | 0 | 0
14:00 | 49.2 | -121 | 0 | 133.5 | 291 | 297.8 | 296.7 | 0 | 0
15:00 | 40.9 | -105.5 | 0 | 111.8 | 291.1 | 297.4 | 296.6 | 0 | 0
16:00 | 31.9 | -92.5 | 0 | 113.1 | 290.9 | 297.4 | 296.3 | 0 | 0
17:00 | 22.8 | -80.8 | 25.1 | 93.4 | 290.2 | 297 | 295.9 | 0.2 | 0
18:00 | 14 | -69.7 | 50.8 | 67.2 | 289.3 | 297.1 | 295.5 | 0.2 | 0
19:00 | 5.8 | -58.4 | 47.8 | 41 | 288.3 | 296.5 | 294.9 | 0.2 | 0
20:00 | -1.4 | -46.7 | 0 | 0 | 287.4 | 296.3 | 293.5 | 0.1 | 0
21:00 | -7.3 | -34.3 | 0 | 0 | 286.4 | 296 | 293 | 0.2 | 0
22:00 | -11.6 | -21 | 0 | 0 | 285.7 | 296.1 | 292.6 | 0.2 | 0
23:00 | -13.8 | -7 | 0 | 0 | 284.8 | 295.9 | 292.3 | 0.3 | 0
July
| solar | solar | direct | diffuse | outdoor | indoor | window | heating | blinds
| altitude | azimuth | radiation | radiation | temp. | temp. | temp. | load | closed
| (degrees) | (degrees) | (W-h/m2) | (W-h/m2) | (K) | (K) | (K) | (W-h/m2) | (% time)
midnight | -15.9 | 7.2 | 0 | 0 | 286.4 | 294.7 | 292.1 | 16 | 0
1:00 | -13.7 | 21.5 | 0 | 0 | 286.1 | 294.2 | 291.6 | 19.7 | 0
2:00 | -9.3 | 35.1 | 0 | 0 | 285.6 | 294.1 | 291.3 | 20.2 | 0
3:00 | -3.3 | 47.8 | 0 | 0 | 285.3 | 294.1 | 291.2 | 18.7 | 0
4:00 | 4 | 59.7 | 7.4 | 13.9 | 285.5 | 294.2 | 291.6 | 19.4 | 0
5:00 | 12.3 | 71 | 22.1 | 43.4 | 285.8 | 294.8 | 292.5 | 16.5 | 0
6:00 | 21.1 | 82.3 | 12.9 | 72.5 | 286.4 | 295.4 | 293.2 | 16.4 | 0
7:00 | 30.2 | 94.1 | 0 | 90.2 | 286.8 | 295.8 | 293.8 | 14.2 | 0
8:00 | 39.2 | 107.3 | 0 | 107.5 | 287.6 | 296.8 | 295 | 0.1 | 0
9:00 | 47.4 | 122.8 | 0 | 130 | 288.7 | 297.2 | 295.8 | 0 | 0
10:00 | 54.2 | 142.4 | 0 | 152.9 | 289.7 | 297.3 | 296.4 | 0 | 0
11:00 | 58.1 | 166.6 | 0 | 166.1 | 290.7 | 297.5 | 297.1 | 0 | 0
noon | 58.1 | -166.6 | 0 | 174.3 | 291.7 | 297.8 | 297.6 | 0 | 0
13:00 | 54.2 | -142.4 | 0 | 161.4 | 292.5 | 298 | 297.8 | 0 | 0
14:00 | 47.4 | -122.8 | 0 | 145.3 | 292.9 | 297.7 | 297.6 | 0 | 0
15:00 | 39.2 | -107.3 | 0 | 120.5 | 293 | 297.6 | 297.3 | 0 | 0
16:00 | 30.2 | -94.1 | 0 | 114.7 | 292.8 | 297.5 | 297.3 | 0 | 0
17:00 | 21.1 | -82.3 | 18.9 | 91.1 | 292.4 | 297.3 | 296.8 | 0 | 0
18:00 | 12.3 | -71 | 59.5 | 68.5 | 291.5 | 297.7 | 296.9 | 0 | 0
19:00 | 4 | -59.7 | 57.7 | 35.1 | 290.4 | 297.5 | 296.2 | 0 | 0
20:00 | -3.3 | -47.8 | 0 | 0 | 289.3 | 297.2 | 294.5 | 0 | 0
21:00 | -9.3 | -35.1 | 0 | 0 | 288.4 | 297.2 | 294.2 | 0 | 0
22:00 | -13.7 | -21.5 | 0 | 0 | 287.5 | 297.1 | 293.9 | 0 | 0
23:00 | -15.9 | -7.2 | 0 | 0 | 286.8 | 297 | 293.6 | 0 | 0
August
| solar | solar | direct | diffuse | outdoor | indoor | window | heating | blinds
| altitude | azimuth | radiation | radiation | temp. | temp. | temp. | load | closed
| (degrees) | (degrees) | (W-h/m2) | (W-h/m2) | (K) | (K) | (K) | (W-h/m2) | (% time)
midnight | -23.7 | 7.9 | 0 | 0 | 286.4 | 294.5 | 291.9 | 14.1 | 0
1:00 | -21.3 | 23.5 | 0 | 0 | 286 | 294.2 | 291.5 | 15.6 | 0
2:00 | -16.6 | 38.1 | 0 | 0 | 285.9 | 294.2 | 291.4 | 17.4 | 0
3:00 | -10.1 | 51.6 | 0 | 0 | 285.4 | 294.1 | 291.2 | 18.5 | 0
4:00 | -2.4 | 64.1 | 0 | 0 | 285.1 | 294.1 | 291.1 | 20.8 | 0
5:00 | 6 | 75.9 | 12.7 | 19 | 285.3 | 294.4 | 291.6 | 19.3 | 0
6:00 | 15.1 | 87.6 | 5.8 | 45.6 | 285.9 | 294.9 | 292.3 | 17.8 | 0
7:00 | 24.2 | 99.7 | 0 | 76 | 286.5 | 295.4 | 293.3 | 17.7 | 0
8:00 | 32.9 | 113.1 | 0 | 96.4 | 287.3 | 296.8 | 294.7 | 0 | 0
9:00 | 40.7 | 128.5 | 0 | 119 | 288.2 | 297 | 295.3 | 0 | 0
10:00 | 46.9 | 146.9 | 0 | 144.3 | 289.3 | 296.8 | 296.1 | 0 | 0
11:00 | 50.3 | 168.5 | 0 | 156.9 | 290.4 | 297.1 | 296.5 | 0 | 0
noon | 50.3 | -168.5 | 0 | 169.1 | 291.3 | 297.6 | 297.2 | 0 | 0
13:00 | 46.9 | -146.9 | 0 | 150.2 | 292 | 297.8 | 297.6 | 0 | 0
14:00 | 40.7 | -128.5 | 0 | 130.8 | 292.5 | 297.6 | 297.4 | 0 | 0
15:00 | 32.9 | -113.1 | 0 | 103.7 | 292.6 | 297.7 | 297.2 | 0 | 0
16:00 | 24.2 | -99.7 | 0 | 76.7 | 292.2 | 297.7 | 296.7 | 0 | 0
17:00 | 15.1 | -87.6 | 6.3 | 56.4 | 291.7 | 297.4 | 296.1 | 0 | 0
18:00 | 6 | -75.9 | 24.9 | 35.1 | 290.9 | 297.3 | 295.7 | 0 | 0
19:00 | -2.4 | -64.1 | 0 | 6 | 289.9 | 297.2 | 294.7 | 0 | 0
20:00 | -10.1 | -51.6 | 0 | 0 | 289 | 297.1 | 294.4 | 0 | 0
21:00 | -16.6 | -38.1 | 0 | 0 | 288.1 | 297.2 | 294.1 | 0 | 0
22:00 | -21.3 | -23.5 | 0 | 0 | 287.3 | 296.9 | 293.6 | 0 | 0
23:00 | -23.7 | -7.9 | 0 | 0 | 286.6 | 296.7 | 293.4 | 0 | 0
September
| solar | solar | direct | diffuse | outdoor | indoor | window | heating | blinds
| altitude | azimuth | radiation | radiation | temp. | temp. | temp. | load | closed
| (degrees) | (degrees) | (W-h/m2) | (W-h/m2) | (K) | (K) | (K) | (W-h/m2) | (% time)
midnight | -35.1 | 9.1 | 0 | 0 | 284.9 | 294.6 | 291.5 | 42.8 | 0
1:00 | -32.3 | 26.9 | 0 | 0 | 284.8 | 294.3 | 291.2 | 43.1 | 0
2:00 | -27.1 | 43.1 | 0 | 0 | 284.5 | 294.2 | 291 | 42.7 | 0
3:00 | -20 | 57.5 | 0 | 0 | 284.3 | 294.1 | 290.9 | 42.2 | 0
4:00 | -11.8 | 70.6 | 0 | 0 | 284.1 | 294.1 | 290.8 | 42.9 | 0
5:00 | -3 | 82.8 | 0 | 0.3 | 284 | 294.1 | 290.8 | 45 | 0
6:00 | 6 | 94.7 | 0 | 19.9 | 284.3 | 294.2 | 291.1 | 42.4 | 0
7:00 | 15 | 107 | 0 | 44.4 | 284.7 | 294.7 | 291.8 | 37.2 | 0
8:00 | 23.3 | 120.2 | 0 | 67.9 | 285.4 | 297 | 293.7 | 0.3 | 0
9:00 | 30.6 | 135 | 0 | 89.9 | 286.1 | 296.9 | 294.3 | 0.6 | 0
10:00 | 36 | 151.7 | 0 | 104.9 | 286.8 | 296.8 | 294.7 | 0.3 | 0
11:00 | 39 | 170.3 | 0 | 105.9 | 287.6 | 296.8 | 295 | 0.2 | 0
noon | 39 | -170.3 | 0 | 104.9 | 288.3 | 297.1 | 295 | 0.2 | 0
13:00 | 36 | -151.7 | 0 | 101.4 | 288.9 | 297 | 295.5 | 0.2 | 0
14:00 | 30.6 | -135 | 0 | 92.6 | 289.4 | 297.1 | 295.7 | 0.1 | 0
15:00 | 23.3 | -120.2 | 0 | 73.2 | 289.5 | 297.3 | 295.3 | 0.1 | 0
16:00 | 15 | -107 | 0 | 44.6 | 289.3 | 297 | 295 | 0.1 | 0
17:00 | 6 | -94.7 | 0 | 23.9 | 288.6 | 296.9 | 294.3 | 0.1 | 0
18:00 | -3 | -82.8 | 0 | 2.4 | 287.8 | 296.7 | 294 | 0.1 | 0
19:00 | -11.8 | -70.6 | 0 | 0 | 287.1 | 296.7 | 293.6 | 0.2 | 0
20:00 | -20 | -57.5 | 0 | 0 | 286.5 | 296.7 | 293.3 | 0.2 | 0
21:00 | -27.1 | -43.1 | 0 | 0 | 285.9 | 296.6 | 293.1 | 0.3 | 0
22:00 | -32.3 | -26.9 | 0 | 0 | 285.3 | 296.8 | 292.9 | 0.2 | 0
23:00 | -35.1 | -9.1 | 0 | 0 | 285 | 296.8 | 292.7 | 0.4 | 0
October
| solar | solar | direct | diffuse | outdoor | indoor | window | heating | blinds
| altitude | azimuth | radiation | radiation | temp. | temp. | temp. | load | closed
| (degrees) | (degrees) | (W-h/m2) | (W-h/m2) | (K) | (K) | (K) | (W-h/m2) | (% time)
midnight | -47 | 10.8 | 0 | 0 | 282.1 | 294.1 | 290.2 | 58.5 | 0
1:00 | -43.7 | 31.4 | 0 | 0 | 282.1 | 294.1 | 290.2 | 57.7 | 0
2:00 | -37.8 | 49.3 | 0 | 0 | 282 | 294.1 | 290.1 | 59.1 | 0
3:00 | -30.1 | 64.6 | 0 | 0 | 281.8 | 294.1 | 290.1 | 60.1 | 0
4:00 | -21.5 | 78 | 0 | 0 | 281.8 | 294.1 | 290.1 | 61.5 | 0
5:00 | -12.4 | 90.2 | 0 | 0 | 281.7 | 294.1 | 290 | 66.3 | 0
6:00 | -3.4 | 102 | 0 | 0.8 | 281.8 | 294.1 | 290.1 | 67 | 0
7:00 | 5.2 | 114 | 0 | 16.8 | 282.2 | 294.1 | 290.4 | 65.2 | 0
8:00 | 13 | 126.6 | 0 | 37.6 | 282.6 | 296 | 292.2 | 0.5 | 0
9:00 | 19.7 | 140.4 | 0 | 61.3 | 283.3 | 296.5 | 292.5 | 0.8 | 0
10:00 | 24.5 | 155.5 | 0 | 70.4 | 283.9 | 296.1 | 293 | 0.9 | 0
11:00 | 27.1 | 171.7 | 0 | 81.3 | 284.6 | 296.6 | 293.1 | 0.7 | 0
noon | 27.1 | -171.7 | 0 | 79 | 285.1 | 296.4 | 293.3 | 0.8 | 0
13:00 | 24.5 | -155.5 | 0 | 65.6 | 285.4 | 296.5 | 293.3 | 0.6 | 0
14:00 | 19.7 | -140.4 | 0 | 49.7 | 285.5 | 296.1 | 293.3 | 0.7 | 0
15:00 | 13 | -126.6 | 0 | 33.4 | 285.3 | 296 | 293 | 0.5 | 0
16:00 | 5.2 | -114 | 0 | 14.6 | 284.7 | 296.2 | 292.7 | 0.2 | 0
17:00 | -3.4 | -102 | 0 | 0.4 | 284.1 | 296 | 292.1 | 0.4 | 0
18:00 | -12.4 | -90.2 | 0 | 0 | 283.5 | 295.7 | 291.9 | 0.5 | 0
19:00 | -21.5 | -78 | 0 | 0 | 283.1 | 296 | 291.9 | 0.3 | 0
20:00 | -30.1 | -64.6 | 0 | 0 | 282.8 | 296.2 | 291.8 | 0.2 | 0
21:00 | -37.8 | -49.3 | 0 | 0 | 282.5 | 296.2 | 291.5 | 0.4 | 0
22:00 | -43.7 | -31.4 | 0 | 0 | 282.4 | 296.4 | 291.7 | 0.2 | 0
23:00 | -47 | -10.8 | 0 | 0 | 282.2 | 296.1 | 291.5 | 0.5 | 0
November
| solar | solar | direct | diffuse | outdoor | indoor | window | heating | blinds
| altitude | azimuth | radiation | radiation | temp. | temp. | temp. | load | closed
| (degrees) | (degrees) | (W-h/m2) | (W-h/m2) | (K) | (K) | (K) | (W-h/m2) | (% time)
midnight | -56.2 | 12.8 | 0 | 0 | 278.9 | 294.1 | 289.1 | 104.3 | 0
1:00 | -52.4 | 36.3 | 0 | 0 | 278.8 | 294.1 | 289.1 | 105.1 | 0
2:00 | -45.8 | 55.6 | 0 | 0 | 278.6 | 294.1 | 289.1 | 111.2 | 0
3:00 | -37.7 | 71.1 | 0 | 0 | 278.5 | 294.1 | 289 | 107.6 | 0
4:00 | -28.8 | 84.3 | 0 | 0 | 278.4 | 294.1 | 289 | 103.6 | 0
5:00 | -19.7 | 96.2 | 0 | 0 | 278.4 | 294.1 | 289 | 107 | 0
6:00 | -10.7 | 107.7 | 0 | 0 | 278.3 | 294.1 | 289 | 107.4 | 0
7:00 | -2.4 | 119.2 | 0 | 1 | 278.2 | 294.1 | 288.9 | 108 | 0
8:00 | 5 | 131.2 | 0 | 16 | 278.4 | 295.8 | 290.6 | 0.1 | 0
9:00 | 11.1 | 144.1 | 0 | 30.1 | 278.8 | 295.9 | 290.6 | 1.3 | 0
10:00 | 15.5 | 157.9 | 0 | 45.9 | 279.2 | 295.9 | 290.8 | 1.6 | 0
11:00 | 17.8 | 172.5 | 0 | 57.8 | 279.7 | 295.9 | 291.4 | 1.5 | 0
noon | 17.8 | -172.5 | 0 | 55.3 | 280.1 | 295.6 | 291.4 | 1.5 | 0
13:00 | 15.5 | -157.9 | 0 | 47.3 | 280.3 | 295.9 | 291.5 | 1.4 | 0
14:00 | 11.1 | -144.1 | 0 | 30.2 | 280.4 | 295.9 | 291.3 | 1.2 | 0
15:00 | 5 | -131.2 | 0 | 12.9 | 280.2 | 295.8 | 290.9 | 0.7 | 0
16:00 | -2.4 | -119.2 | 0 | 0 | 280 | 296.1 | 291 | 0.3 | 0
17:00 | -10.7 | -107.7 | 0 | 0 | 279.7 | 295.9 | 290.5 | 0.6 | 0
18:00 | -19.7 | -96.2 | 0 | 0 | 279.6 | 295.6 | 290.4 | 0.5 | 0
19:00 | -28.8 | -84.3 | 0 | 0 | 279.4 | 296.2 | 290.9 | 0.1 | 0
20:00 | -37.7 | -71.1 | 0 | 0 | 279.4 | 296.1 | 290.5 | 0.4 | 0
21:00 | -45.8 | -55.6 | 0 | 0 | 279.2 | 296 | 290.6 | 0.3 | 0
22:00 | -52.4 | -36.3 | 0 | 0 | 279 | 296.1 | 290.6 | 0.3 | 0
23:00 | -56.2 | -12.8 | 0 | 0 | 278.8 | 296.2 | 290.5 | 0.3 | 0
December
| solar | solar | direct | diffuse | outdoor | indoor | window | heating | blinds
| altitude | azimuth | radiation | radiation | temp. | temp. | temp. | load | closed
| (degrees) | (degrees) | (W-h/m2) | (W-h/m2) | (K) | (K) | (K) | (W-h/m2) | (% time)
midnight | -60.2 | 13.9 | 0 | 0 | 276.9 | 294.1 | 288.5 | 109.6 | 0
1:00 | -56.1 | 39.1 | 0 | 0 | 276.8 | 294.1 | 288.5 | 113.2 | 0
2:00 | -49.2 | 58.9 | 0 | 0 | 276.8 | 294.1 | 288.5 | 113.6 | 0
3:00 | -40.9 | 74.4 | 0 | 0 | 276.8 | 294.1 | 288.5 | 113.6 | 0
4:00 | -31.9 | 87.4 | 0 | 0 | 276.9 | 294.1 | 288.5 | 111 | 0
5:00 | -22.8 | 99.1 | 0 | 0 | 277 | 294.1 | 288.5 | 114 | 0
6:00 | -14 | 110.2 | 0 | 0 | 276.9 | 294.1 | 288.5 | 111.1 | 0
7:00 | -5.8 | 121.5 | 0 | 0 | 276.9 | 294.1 | 288.5 | 108.4 | 0
8:00 | 1.4 | 133.2 | 0 | 1.8 | 277.1 | 295.7 | 289.4 | 0 | 0
9:00 | 7.3 | 145.7 | 0 | 14.9 | 277.3 | 295.9 | 290 | 0.7 | 0
10:00 | 11.6 | 158.9 | 0 | 28.6 | 277.7 | 295.6 | 290 | 1.8 | 0
11:00 | 13.8 | 172.9 | 0 | 36.8 | 277.9 | 296.1 | 290.4 | 1 | 0
noon | 13.8 | -172.9 | 0 | 37.9 | 278.2 | 295.8 | 290.5 | 1.8 | 0
13:00 | 11.6 | -158.9 | 0 | 29 | 278.4 | 295.9 | 290.6 | 1.3 | 0
14:00 | 7.3 | -145.7 | 0 | 18.1 | 278.3 | 295.8 | 290.5 | 0.8 | 0
15:00 | 1.4 | -133.2 | 0 | 4.7 | 278.2 | 296 | 290.3 | 0.7 | 0
16:00 | -5.8 | -121.5 | 0 | 0 | 277.8 | 296 | 290 | 0.4 | 0
17:00 | -14 | -110.2 | 0 | 0 | 277.7 | 295.8 | 290 | 0.7 | 0
18:00 | -22.8 | -99.1 | 0 | 0 | 277.5 | 295.8 | 289.8 | 0.4 | 0
19:00 | -31.9 | -87.4 | 0 | 0 | 277.5 | 296.3 | 290 | 0.4 | 0
20:00 | -40.9 | -74.4 | 0 | 0 | 277.3 | 296.2 | 290.1 | 0.4 | 0
21:00 | -49.2 | -58.9 | 0 | 0 | 277.1 | 296.1 | 289.9 | 0.6 | 0
22:00 | -56.1 | -39.1 | 0 | 0 | 277.1 | 295.7 | 289.7 | 0.5 | 0
23:00 | -60.2 | -13.9 | 0 | 0 | 277 | 295.8 | 289.5 | 0.7 | 0

## Sheet81
Scenario Two (yellow)
Tue Dec 03 2019 23:39:14 GMT+0000 (Greenwich Mean Time)
Setup Information:
Building
Location | UK - London
Building length, side A | N/A
Building length, side B | N/A
Simulation Type
Simulation Type | one_sided
Window Description
Typology | dgu_nb
Glazing Type | clear
Window Area | 81%
Wall Description
Insulation R-Value | 99999999.9 m2-K/W
Occupancy
Type | Low-rise Residential
Occupancy Load | 0.000 people per m2
Lighting Requirements | 400 lux
Equipment Load | 0.00 W/m2
Room Ventilation
Air Change Rate per Occupant | 15.0 liters / sec per person
Total Air Change Rate | 0.0 roomfuls per hour
Lighting Control
Lighting Control | lights do not respond to daylight: all lights fully on while building is occupied
Representative Room
Orientation | north
Room Depth | 27 m
Room Width | 5 m
Room Height | 2.2 m
Thermal Mass
Thermal Mass | none
Overhang
Overhang Depth | 0 m
Roof
Roof Type | adiabatic roof
Simulation Results:
Primary Energy Use and CO2 Emissions
| heating | cooling | lighting | total | CO2
| energy | energy | energy | energy | emissions
| (kWh/m2) | (kWh/m2) | (kWh/m2) | (kWh/m2) | (kg/m2)
January | 33.4 | 0 | 7.3 | 40.7 | 8.1
February | 28 | 0 | 6.6 | 34.6 | 6.9
March | 32.1 | 0 | 7.3 | 39.4 | 7.9
April | 26 | 0 | 7.1 | 33.1 | 6.6
May | 18.9 | 0 | 7.3 | 26.2 | 5.2
June | 9.5 | 0 | 7.1 | 16.6 | 3.3
July | 4.4 | 0 | 7.3 | 11.7 | 2.3
August | 4.4 | 0 | 7.3 | 11.7 | 2.3
September | 10.3 | 0 | 7.1 | 17.4 | 3.5
October | 15.6 | 0 | 7.3 | 22.9 | 4.6
November | 26 | 0 | 7.1 | 33.1 | 6.6
December | 28.1 | 0 | 7.3 | 35.4 | 7.1
Total | 236.7 | 0 | 86.1 | 322.8 | 64.6 | yearly energy
January
| solar | solar | direct | diffuse | outdoor | indoor | window | heating | blinds
| altitude | azimuth | radiation | radiation | temp. | temp. | temp. | load | closed
| (degrees) | (degrees) | (W-h/m2) | (W-h/m2) | (K) | (K) | (K) | (W-h/m2) | (% time)
midnight | -58.1 | 13.3 | 0 | 0 | 275.9 | 294.1 | 288.2 | 136.8 | 0
1:00 | -54.2 | 37.6 | 0 | 0 | 275.8 | 294.1 | 288.2 | 136.3 | 0
2:00 | -47.5 | 57.1 | 0 | 0 | 275.8 | 294.1 | 288.2 | 134.7 | 0
3:00 | -39.2 | 72.7 | 0 | 0 | 275.7 | 294.1 | 288.1 | 130.6 | 0
4:00 | -30.2 | 85.8 | 0 | 0 | 275.6 | 294.1 | 288.1 | 133.3 | 0
5:00 | -21.1 | 97.6 | 0 | 0 | 275.6 | 294.1 | 288.1 | 133.1 | 0
6:00 | -12.3 | 108.9 | 0 | 0 | 275.5 | 294.1 | 288.1 | 130.8 | 0
7:00 | -4 | 120.3 | 0 | 0 | 275.5 | 294.1 | 288.1 | 129.6 | 0
8:00 | 3.3 | 132.2 | 0 | 5.1 | 275.7 | 295.5 | 288.9 | 0 | 0
9:00 | 9.3 | 144.9 | 0 | 20.2 | 276.1 | 295.8 | 289.9 | 1 | 0
10:00 | 13.6 | 158.4 | 0 | 34.6 | 276.5 | 295.8 | 289.9 | 1.6 | 0
11:00 | 15.9 | 172.7 | 0 | 40.5 | 276.7 | 295.6 | 290 | 1.8 | 0
noon | 15.9 | -172.7 | 0 | 42.7 | 277.2 | 295.8 | 290.2 | 1.7 | 0
13:00 | 13.6 | -158.4 | 0 | 38.1 | 277.6 | 296 | 290.4 | 1.5 | 0
14:00 | 9.3 | -144.9 | 0 | 26.7 | 277.5 | 296.1 | 290.2 | 1.6 | 0
15:00 | 3.3 | -132.2 | 0 | 13.2 | 277.3 | 295.9 | 290 | 0.8 | 0
16:00 | -4 | -120.3 | 0 | 0.6 | 277 | 296.2 | 290 | 0.3 | 0
17:00 | -12.3 | -108.9 | 0 | 0 | 276.8 | 295.9 | 289.7 | 0.8 | 0
18:00 | -21.1 | -97.6 | 0 | 0 | 276.5 | 296.1 | 289.7 | 0.4 | 0
19:00 | -30.2 | -85.8 | 0 | 0 | 276.3 | 296.3 | 289.7 | 0.3 | 0
20:00 | -39.2 | -72.7 | 0 | 0 | 276.1 | 296.2 | 289.5 | 0.5 | 0
21:00 | -47.5 | -57.1 | 0 | 0 | 276.1 | 296 | 289.6 | 0.4 | 0
22:00 | -54.2 | -37.6 | 0 | 0 | 276 | 296 | 289.6 | 0.5 | 0
23:00 | -58.1 | -13.3 | 0 | 0 | 275.9 | 295.9 | 289.6 | 0.3 | 0
February
| solar | solar | direct | diffuse | outdoor | indoor | window | heating | blinds
| altitude | azimuth | radiation | radiation | temp. | temp. | temp. | load | closed
| (degrees) | (degrees) | (W-h/m2) | (W-h/m2) | (K) | (K) | (K) | (W-h/m2) | (% time)
midnight | -50.4 | 11.4 | 0 | 0 | 275.4 | 294.1 | 288 | 117.2 | 0
1:00 | -46.9 | 33 | 0 | 0 | 275.3 | 294.1 | 288 | 111.8 | 0
2:00 | -40.8 | 51.4 | 0 | 0 | 275.2 | 294.1 | 288 | 116 | 0
3:00 | -32.9 | 66.9 | 0 | 0 | 275.2 | 294.1 | 288 | 122.5 | 0
4:00 | -24.2 | 80.2 | 0 | 0 | 275.2 | 294.1 | 288 | 124.5 | 0
5:00 | -15.1 | 92.3 | 0 | 0 | 275.1 | 294.1 | 287.9 | 129.2 | 0
6:00 | -6.1 | 104 | 0 | 0 | 275.1 | 294.1 | 287.9 | 129 | 0
7:00 | 2.4 | 115.9 | 0 | 2.3 | 275.1 | 294.1 | 288 | 132.6 | 0
8:00 | 10.1 | 128.3 | 0 | 20.6 | 275.5 | 296 | 289.4 | 0.1 | 0
9:00 | 16.5 | 141.8 | 0 | 40.4 | 276.1 | 296.1 | 290 | 1.9 | 0
10:00 | 21.2 | 156.4 | 0 | 55.1 | 276.7 | 295.7 | 290.2 | 2.6 | 0
11:00 | 23.7 | 172 | 0 | 60.6 | 277.3 | 295.9 | 290.6 | 2.3 | 0
noon | 23.7 | -172 | 0 | 65.1 | 277.9 | 295.7 | 290.6 | 2.4 | 0
13:00 | 21.2 | -156.4 | 0 | 57 | 278.4 | 295.8 | 290.9 | 2.1 | 0
14:00 | 16.5 | -141.8 | 0 | 53.5 | 278.5 | 295.9 | 290.9 | 1.8 | 0
15:00 | 10.1 | -128.3 | 0 | 36 | 278.3 | 295.7 | 290.6 | 1.8 | 0
16:00 | 2.4 | -115.9 | 0 | 14.5 | 277.7 | 295.9 | 290 | 0.9 | 0
17:00 | -6.1 | -104 | 0 | 0.3 | 277.1 | 296.1 | 290 | 0.5 | 0
18:00 | -15.1 | -92.3 | 0 | 0 | 276.7 | 296.1 | 289.9 | 0.4 | 0
19:00 | -24.2 | -80.2 | 0 | 0 | 276.3 | 296 | 289.6 | 0.5 | 0
20:00 | -32.9 | -66.9 | 0 | 0 | 276 | 295.8 | 289.4 | 0.5 | 0
21:00 | -40.8 | -51.4 | 0 | 0 | 275.7 | 296.3 | 289.5 | 0.1 | 0
22:00 | -46.9 | -33 | 0 | 0 | 275.5 | 296.1 | 289.4 | 0.4 | 0
23:00 | -50.4 | -11.4 | 0 | 0 | 275.4 | 296.2 | 289.6 | 0.4 | 0
March
| solar | solar | direct | diffuse | outdoor | indoor | window | heating | blinds
| altitude | azimuth | radiation | radiation | temp. | temp. | temp. | load | closed
| (degrees) | (degrees) | (W-h/m2) | (W-h/m2) | (K) | (K) | (K) | (W-h/m2) | (% time)
midnight | -39 | 9.6 | 0 | 0 | 276.9 | 294.1 | 288.5 | 129.1 | 0
1:00 | -36 | 28.2 | 0 | 0 | 276.8 | 294.1 | 288.5 | 132.9 | 0
2:00 | -30.6 | 45 | 0 | 0 | 276.7 | 294.1 | 288.4 | 137.1 | 0
3:00 | -23.4 | 59.7 | 0 | 0 | 276.5 | 294.1 | 288.4 | 129.6 | 0
4:00 | -15 | 72.9 | 0 | 0 | 276.3 | 294.1 | 288.3 | 130.9 | 0
5:00 | -6.1 | 85.2 | 0 | 0 | 276.4 | 294.1 | 288.3 | 125.7 | 0
6:00 | 2.9 | 97.1 | 0 | 4.1 | 276.6 | 294.1 | 288.4 | 118.1 | 0
7:00 | 11.8 | 109.3 | 0 | 24.9 | 276.9 | 294.1 | 288.8 | 114.2 | 0
8:00 | 20 | 122.4 | 0 | 48.1 | 277.4 | 296.2 | 290.2 | 1 | 0
9:00 | 27 | 136.9 | 0 | 66.7 | 278 | 296 | 290.7 | 1.7 | 0
10:00 | 32.2 | 153.1 | 0 | 85.8 | 278.8 | 295.6 | 291.3 | 2.2 | 0
11:00 | 35.1 | 170.8 | 0 | 100 | 279.8 | 296.2 | 291.6 | 1.9 | 0
noon | 35.1 | -170.8 | 0 | 101.7 | 280.5 | 296 | 291.9 | 1.9 | 0
13:00 | 32.2 | -153.1 | 0 | 93 | 281.2 | 295.8 | 292.1 | 1.7 | 0
14:00 | 27 | -136.9 | 0 | 79.8 | 281.5 | 295.9 | 292.2 | 1.5 | 0
15:00 | 20 | -122.4 | 0 | 58.9 | 281.4 | 296.3 | 291.7 | 1.2 | 0
16:00 | 11.8 | -109.3 | 0 | 34.5 | 280.9 | 296.1 | 291.3 | 1.6 | 0
17:00 | 2.9 | -97.1 | 0 | 15.4 | 280.1 | 296 | 290.9 | 1 | 0
18:00 | -6.1 | -85.2 | 0 | 0 | 279.4 | 296.5 | 290.7 | 0.4 | 0
19:00 | -15 | -72.9 | 0 | 0 | 278.7 | 295.9 | 290.3 | 0.7 | 0
20:00 | -23.4 | -59.7 | 0 | 0 | 278.2 | 296.1 | 290.4 | 0.4 | 0
21:00 | -30.6 | -45 | 0 | 0 | 277.8 | 295.8 | 290.1 | 1.1 | 0
22:00 | -36 | -28.2 | 0 | 0 | 277.3 | 296.2 | 289.9 | 0.1 | 0
23:00 | -39 | -9.6 | 0 | 0 | 277.1 | 295.8 | 289.6 | 1.1 | 0
April
| solar | solar | direct | diffuse | outdoor | indoor | window | heating | blinds
| altitude | azimuth | radiation | radiation | temp. | temp. | temp. | load | closed
| (degrees) | (degrees) | (W-h/m2) | (W-h/m2) | (K) | (K) | (K) | (W-h/m2) | (% time)
midnight | -27.1 | 8.3 | 0 | 0 | 278.5 | 294.1 | 289 | 106.3 | 0
1:00 | -24.5 | 24.4 | 0 | 0 | 278.2 | 294.1 | 288.9 | 104.3 | 0
2:00 | -19.7 | 39.5 | 0 | 0 | 278 | 294.1 | 288.9 | 106 | 0
3:00 | -13.1 | 53.3 | 0 | 0 | 277.7 | 294.1 | 288.8 | 108 | 0
4:00 | -5.2 | 66 | 0 | 0 | 277.4 | 294.1 | 288.7 | 107 | 0
5:00 | 3.4 | 78 | 3 | 8 | 277.6 | 294.1 | 288.8 | 105.6 | 0
6:00 | 12.4 | 89.8 | 0.4 | 33.9 | 278.1 | 294.1 | 289.2 | 108.1 | 0
7:00 | 21.5 | 102 | 0 | 60.7 | 278.8 | 294.1 | 289.8 | 103.9 | 0
8:00 | 30.1 | 115.3 | 0 | 79.7 | 279.5 | 295.7 | 291.6 | 1.8 | 0
9:00 | 37.7 | 130.6 | 0 | 102.3 | 280.6 | 296.3 | 292 | 2.3 | 0
10:00 | 43.7 | 148.5 | 0 | 121.4 | 281.5 | 295.5 | 292.5 | 2.6 | 0
11:00 | 47 | 169.1 | 0 | 133.9 | 282.5 | 295.6 | 292.9 | 1.9 | 0
noon | 47 | -169.1 | 0 | 135.6 | 283.5 | 296.3 | 293.2 | 1.5 | 0
13:00 | 43.7 | -148.5 | 0 | 127.4 | 284.2 | 295.9 | 293.5 | 1.5 | 0
14:00 | 37.7 | -130.6 | 0 | 116.3 | 284.7 | 296 | 293.5 | 1.1 | 0
15:00 | 30.1 | -115.3 | 0 | 86.8 | 285 | 296.4 | 293.1 | 0.8 | 0
16:00 | 21.5 | -102 | 0 | 66.8 | 284.7 | 296 | 293.1 | 0.9 | 0
17:00 | 12.4 | -89.8 | 0.5 | 41.3 | 283.9 | 295.9 | 292.5 | 0.9 | 0
18:00 | 3.4 | -78 | 12.3 | 16.4 | 283 | 295.7 | 292 | 0.9 | 0
19:00 | -5.2 | -66 | 0 | 0 | 282 | 296.1 | 291.4 | 0.4 | 0
20:00 | -13.1 | -53.3 | 0 | 0 | 281 | 296 | 291.2 | 0.8 | 0
21:00 | -19.7 | -39.5 | 0 | 0 | 280 | 296.2 | 290.7 | 0.3 | 0
22:00 | -24.5 | -24.4 | 0 | 0 | 279.3 | 295.9 | 290.6 | 1.1 | 0
23:00 | -27.1 | -8.3 | 0 | 0 | 278.6 | 295.9 | 290.3 | 0.5 | 0
May
| solar | solar | direct | diffuse | outdoor | indoor | window | heating | blinds
| altitude | azimuth | radiation | radiation | temp. | temp. | temp. | load | closed
| (degrees) | (degrees) | (W-h/m2) | (W-h/m2) | (K) | (K) | (K) | (W-h/m2) | (% time)
midnight | -17.9 | 7.4 | 0 | 0 | 281 | 294.1 | 289.8 | 76.2 | 0
1:00 | -15.5 | 22 | 0 | 0 | 280.8 | 294.1 | 289.7 | 76.9 | 0
2:00 | -11.1 | 35.8 | 0 | 0 | 280.5 | 294.1 | 289.7 | 77.4 | 0
3:00 | -5 | 48.7 | 0 | 0 | 280.2 | 294.1 | 289.5 | 76.1 | 0
4:00 | 2.4 | 60.8 | 12.8 | 10.9 | 280.2 | 294.1 | 289.8 | 77.6 | 0
5:00 | 10.7 | 72.3 | 41.5 | 40.6 | 280.5 | 294.1 | 290.5 | 75.6 | 0
6:00 | 19.6 | 83.7 | 18 | 62.9 | 280.9 | 294.1 | 290.6 | 75.7 | 0
7:00 | 28.7 | 95.6 | 0 | 84.8 | 281.8 | 294.1 | 291 | 66.7 | 0
8:00 | 37.6 | 108.8 | 0 | 101.3 | 282.7 | 296.2 | 292.4 | 0.8 | 0
9:00 | 45.8 | 124.4 | 0 | 131.7 | 283.7 | 295.7 | 293.5 | 1.3 | 0
10:00 | 52.4 | 143.6 | 0 | 145.9 | 284.8 | 296.3 | 293.9 | 1 | 0
11:00 | 56.2 | 167.2 | 0 | 152.2 | 285.8 | 296.1 | 294.6 | 0.6 | 0
noon | 56.2 | -167.2 | 0 | 145.7 | 286.8 | 296.2 | 294.5 | 0.5 | 0
13:00 | 52.4 | -143.6 | 0 | 137.1 | 287.6 | 296.4 | 294.7 | 0.4 | 0
14:00 | 45.8 | -124.4 | 0 | 134.2 | 288 | 296.3 | 295 | 0.5 | 0
15:00 | 37.6 | -108.8 | 0 | 116.3 | 288 | 296.4 | 294.8 | 0.3 | 0
16:00 | 28.7 | -95.6 | 0 | 97.6 | 287.9 | 296.2 | 294.4 | 0.3 | 0
17:00 | 19.6 | -83.7 | 19 | 74.3 | 287.3 | 296.4 | 294.1 | 0.3 | 0
18:00 | 10.7 | -72.3 | 47.9 | 48.7 | 286.3 | 296.2 | 293.9 | 0.2 | 0
19:00 | 2.4 | -60.8 | 25.2 | 18.1 | 285.1 | 296.2 | 292.7 | 0.4 | 0
20:00 | -5 | -48.7 | 0 | 0 | 284 | 295.8 | 292.3 | 0.2 | 0
21:00 | -11.1 | -35.8 | 0 | 0 | 283.1 | 296 | 291.9 | 0.3 | 0
22:00 | -15.5 | -22 | 0 | 0 | 282.3 | 295.9 | 291.4 | 0.4 | 0
23:00 | -17.9 | -7.4 | 0 | 0 | 281.5 | 295.9 | 291.3 | 0.4 | 0
June
| solar | solar | direct | diffuse | outdoor | indoor | window | heating | blinds
| altitude | azimuth | radiation | radiation | temp. | temp. | temp. | load | closed
| (degrees) | (degrees) | (W-h/m2) | (W-h/m2) | (K) | (K) | (K) | (W-h/m2) | (% time)
midnight | -13.8 | 7 | 0 | 0 | 284.5 | 294.1 | 290.9 | 43.2 | 0
1:00 | -11.6 | 21 | 0 | 0 | 284.2 | 294.1 | 290.9 | 42.2 | 0
2:00 | -7.3 | 34.3 | 0 | 0 | 283.9 | 294.1 | 290.7 | 39 | 0
3:00 | -1.4 | 46.7 | 0 | 0 | 283.6 | 294.1 | 290.6 | 37.9 | 0
4:00 | 5.8 | 58.4 | 47 | 27.4 | 283.7 | 294.2 | 291.6 | 38.4 | 0
5:00 | 14 | 69.7 | 54.6 | 52.4 | 284.2 | 294.3 | 292.1 | 37.8 | 0
6:00 | 22.8 | 80.8 | 26.7 | 76.8 | 284.6 | 294.4 | 292.1 | 38.5 | 0
7:00 | 31.9 | 92.5 | 0 | 90.6 | 285.2 | 294.4 | 292.3 | 37.3 | 0
8:00 | 40.9 | 105.5 | 0 | 104.6 | 286.2 | 296.2 | 294 | 0.3 | 0
9:00 | 49.2 | 121 | 0 | 130.5 | 287.2 | 296.2 | 294.5 | 0.2 | 0
10:00 | 56.1 | 140.8 | 0 | 140.9 | 288.1 | 296.5 | 295.2 | 0.2 | 0
11:00 | 60.2 | 166 | 0 | 149.1 | 289.1 | 297.2 | 296 | 0.3 | 0
noon | 60.2 | -166 | 0 | 150.4 | 290 | 297.7 | 296.6 | 0.1 | 0
13:00 | 56.1 | -140.8 | 0 | 149.6 | 290.6 | 298 | 297 | 0 | 0
14:00 | 49.2 | -121 | 0 | 133.5 | 291 | 297.8 | 296.8 | 0 | 0
15:00 | 40.9 | -105.5 | 0 | 111.8 | 291.1 | 297.5 | 296.6 | 0 | 0
16:00 | 31.9 | -92.5 | 0 | 113.1 | 290.9 | 297.3 | 296.3 | 0 | 0
17:00 | 22.8 | -80.8 | 25.1 | 93.4 | 290.2 | 297 | 295.9 | 0.2 | 0
18:00 | 14 | -69.7 | 50.8 | 67.2 | 289.3 | 296.9 | 295.6 | 0.2 | 0
19:00 | 5.8 | -58.4 | 47.8 | 41 | 288.3 | 296.5 | 295 | 0.3 | 0
20:00 | -1.4 | -46.7 | 0 | 0 | 287.4 | 296.2 | 293.4 | 0.1 | 0
21:00 | -7.3 | -34.3 | 0 | 0 | 286.4 | 296 | 293 | 0.2 | 0
22:00 | -11.6 | -21 | 0 | 0 | 285.7 | 296 | 292.5 | 0.2 | 0
23:00 | -13.8 | -7 | 0 | 0 | 284.8 | 296 | 292.3 | 0.2 | 0
July
| solar | solar | direct | diffuse | outdoor | indoor | window | heating | blinds
| altitude | azimuth | radiation | radiation | temp. | temp. | temp. | load | closed
| (degrees) | (degrees) | (W-h/m2) | (W-h/m2) | (K) | (K) | (K) | (W-h/m2) | (% time)
midnight | -15.9 | 7.2 | 0 | 0 | 286.4 | 294.7 | 292 | 16 | 0
1:00 | -13.7 | 21.5 | 0 | 0 | 286.1 | 294.2 | 291.6 | 19.7 | 0
2:00 | -9.3 | 35.1 | 0 | 0 | 285.6 | 294.1 | 291.3 | 20.2 | 0
3:00 | -3.3 | 47.8 | 0 | 0 | 285.3 | 294.1 | 291.2 | 18.7 | 0
4:00 | 4 | 59.7 | 7.4 | 13.9 | 285.5 | 294.2 | 291.6 | 19.4 | 0
5:00 | 12.3 | 71 | 22.1 | 43.4 | 285.8 | 294.8 | 292.5 | 16.5 | 0
6:00 | 21.1 | 82.3 | 12.9 | 72.5 | 286.4 | 295.5 | 293.3 | 16.4 | 0
7:00 | 30.2 | 94.1 | 0 | 90.2 | 286.8 | 295.8 | 293.8 | 14.3 | 0
8:00 | 39.2 | 107.3 | 0 | 107.5 | 287.6 | 296.8 | 295 | 0.1 | 0
9:00 | 47.4 | 122.8 | 0 | 130 | 288.7 | 297.1 | 295.7 | 0 | 0
10:00 | 54.2 | 142.4 | 0 | 152.9 | 289.7 | 297.2 | 296.4 | 0 | 0
11:00 | 58.1 | 166.6 | 0 | 166.1 | 290.7 | 297.5 | 297 | 0 | 0
noon | 58.1 | -166.6 | 0 | 174.3 | 291.7 | 297.9 | 297.6 | 0 | 0
13:00 | 54.2 | -142.4 | 0 | 161.4 | 292.5 | 297.9 | 298 | 0 | 0
14:00 | 47.4 | -122.8 | 0 | 145.3 | 292.9 | 297.7 | 297.5 | 0 | 0
15:00 | 39.2 | -107.3 | 0 | 120.5 | 293 | 297.6 | 297.4 | 0 | 0
16:00 | 30.2 | -94.1 | 0 | 114.7 | 292.8 | 297.5 | 297.3 | 0 | 0
17:00 | 21.1 | -82.3 | 18.9 | 91.1 | 292.4 | 297.4 | 296.9 | 0 | 0
18:00 | 12.3 | -71 | 59.5 | 68.5 | 291.5 | 297.6 | 296.9 | 0 | 0
19:00 | 4 | -59.7 | 57.7 | 35.1 | 290.4 | 297.5 | 296.2 | 0 | 0
20:00 | -3.3 | -47.8 | 0 | 0 | 289.3 | 297.2 | 294.5 | 0 | 0
21:00 | -9.3 | -35.1 | 0 | 0 | 288.4 | 297.1 | 294.2 | 0 | 0
22:00 | -13.7 | -21.5 | 0 | 0 | 287.5 | 297.1 | 293.8 | 0 | 0
23:00 | -15.9 | -7.2 | 0 | 0 | 286.8 | 296.9 | 293.6 | 0 | 0
August
| solar | solar | direct | diffuse | outdoor | indoor | window | heating | blinds
| altitude | azimuth | radiation | radiation | temp. | temp. | temp. | load | closed
| (degrees) | (degrees) | (W-h/m2) | (W-h/m2) | (K) | (K) | (K) | (W-h/m2) | (% time)
midnight | -23.7 | 7.9 | 0 | 0 | 286.4 | 294.5 | 291.9 | 14.3 | 0
1:00 | -21.3 | 23.5 | 0 | 0 | 286 | 294.2 | 291.5 | 15.7 | 0
2:00 | -16.6 | 38.1 | 0 | 0 | 285.9 | 294.2 | 291.4 | 17.4 | 0
3:00 | -10.1 | 51.6 | 0 | 0 | 285.4 | 294.1 | 291.2 | 18.6 | 0
4:00 | -2.4 | 64.1 | 0 | 0 | 285.1 | 294.1 | 291.1 | 20.9 | 0
5:00 | 6 | 75.9 | 12.7 | 19 | 285.3 | 294.4 | 291.6 | 19.3 | 0
6:00 | 15.1 | 87.6 | 5.8 | 45.6 | 285.9 | 294.9 | 292.3 | 17.8 | 0
7:00 | 24.2 | 99.7 | 0 | 76 | 286.5 | 295.4 | 293.3 | 17.6 | 0
8:00 | 32.9 | 113.1 | 0 | 96.4 | 287.3 | 296.8 | 294.7 | 0 | 0
9:00 | 40.7 | 128.5 | 0 | 119 | 288.2 | 297 | 295.3 | 0 | 0
10:00 | 46.9 | 146.9 | 0 | 144.3 | 289.3 | 296.8 | 296.1 | 0 | 0
11:00 | 50.3 | 168.5 | 0 | 156.9 | 290.4 | 297.1 | 296.7 | 0 | 0
noon | 50.3 | -168.5 | 0 | 169.1 | 291.3 | 297.5 | 297.2 | 0 | 0
13:00 | 46.9 | -146.9 | 0 | 150.2 | 292 | 297.8 | 297.6 | 0 | 0
14:00 | 40.7 | -128.5 | 0 | 130.8 | 292.5 | 297.7 | 297.4 | 0 | 0
15:00 | 32.9 | -113.1 | 0 | 103.7 | 292.6 | 297.9 | 297.1 | 0 | 0
16:00 | 24.2 | -99.7 | 0 | 76.7 | 292.2 | 297.7 | 296.8 | 0 | 0
17:00 | 15.1 | -87.6 | 6.3 | 56.4 | 291.7 | 297.4 | 296.2 | 0 | 0
18:00 | 6 | -75.9 | 24.9 | 35.1 | 290.9 | 297.2 | 295.7 | 0 | 0
19:00 | -2.4 | -64.1 | 0 | 6 | 289.9 | 297.1 | 294.7 | 0 | 0
20:00 | -10.1 | -51.6 | 0 | 0 | 289 | 297.1 | 294.3 | 0 | 0
21:00 | -16.6 | -38.1 | 0 | 0 | 288.1 | 297.3 | 294 | 0 | 0
22:00 | -21.3 | -23.5 | 0 | 0 | 287.3 | 296.9 | 293.7 | 0 | 0
23:00 | -23.7 | -7.9 | 0 | 0 | 286.6 | 296.5 | 293.5 | 0 | 0
September
| solar | solar | direct | diffuse | outdoor | indoor | window | heating | blinds
| altitude | azimuth | radiation | radiation | temp. | temp. | temp. | load | closed
| (degrees) | (degrees) | (W-h/m2) | (W-h/m2) | (K) | (K) | (K) | (W-h/m2) | (% time)
midnight | -35.1 | 9.1 | 0 | 0 | 284.9 | 294.6 | 291.5 | 42.8 | 0
1:00 | -32.3 | 26.9 | 0 | 0 | 284.8 | 294.3 | 291.2 | 43.2 | 0
2:00 | -27.1 | 43.1 | 0 | 0 | 284.5 | 294.2 | 291 | 42.7 | 0
3:00 | -20 | 57.5 | 0 | 0 | 284.3 | 294.1 | 290.9 | 42.2 | 0
4:00 | -11.8 | 70.6 | 0 | 0 | 284.1 | 294.1 | 290.8 | 42.9 | 0
5:00 | -3 | 82.8 | 0 | 0.3 | 284 | 294.1 | 290.8 | 45 | 0
6:00 | 6 | 94.7 | 0 | 19.9 | 284.3 | 294.2 | 291.1 | 42.4 | 0
7:00 | 15 | 107 | 0 | 44.4 | 284.7 | 294.7 | 291.8 | 37.2 | 0
8:00 | 23.3 | 120.2 | 0 | 67.9 | 285.4 | 297.1 | 293.7 | 0.3 | 0
9:00 | 30.6 | 135 | 0 | 89.9 | 286.1 | 296.8 | 294.3 | 0.6 | 0
10:00 | 36 | 151.7 | 0 | 104.9 | 286.8 | 296.6 | 294.7 | 0.3 | 0
11:00 | 39 | 170.3 | 0 | 105.9 | 287.6 | 296.8 | 295 | 0.2 | 0
noon | 39 | -170.3 | 0 | 104.9 | 288.3 | 297 | 295.1 | 0.2 | 0
13:00 | 36 | -151.7 | 0 | 101.4 | 288.9 | 297 | 295.6 | 0.2 | 0
14:00 | 30.6 | -135 | 0 | 92.6 | 289.4 | 297.2 | 295.5 | 0.1 | 0
15:00 | 23.3 | -120.2 | 0 | 73.2 | 289.5 | 297.3 | 295.4 | 0.1 | 0
16:00 | 15 | -107 | 0 | 44.6 | 289.3 | 297 | 294.8 | 0.1 | 0
17:00 | 6 | -94.7 | 0 | 23.9 | 288.6 | 296.9 | 294.5 | 0.1 | 0
18:00 | -3 | -82.8 | 0 | 2.4 | 287.8 | 296.7 | 293.9 | 0.1 | 0
19:00 | -11.8 | -70.6 | 0 | 0 | 287.1 | 296.8 | 293.5 | 0.2 | 0
20:00 | -20 | -57.5 | 0 | 0 | 286.5 | 296.6 | 293.3 | 0.2 | 0
21:00 | -27.1 | -43.1 | 0 | 0 | 285.9 | 296.5 | 293.2 | 0.3 | 0
22:00 | -32.3 | -26.9 | 0 | 0 | 285.3 | 296.9 | 293 | 0.1 | 0
23:00 | -35.1 | -9.1 | 0 | 0 | 285 | 296.7 | 292.6 | 0.3 | 0
October
| solar | solar | direct | diffuse | outdoor | indoor | window | heating | blinds
| altitude | azimuth | radiation | radiation | temp. | temp. | temp. | load | closed
| (degrees) | (degrees) | (W-h/m2) | (W-h/m2) | (K) | (K) | (K) | (W-h/m2) | (% time)
midnight | -47 | 10.8 | 0 | 0 | 282.1 | 294.1 | 290.2 | 58.5 | 0
1:00 | -43.7 | 31.4 | 0 | 0 | 282.1 | 294.1 | 290.2 | 57.7 | 0
2:00 | -37.8 | 49.3 | 0 | 0 | 282 | 294.1 | 290.1 | 59.2 | 0
3:00 | -30.1 | 64.6 | 0 | 0 | 281.8 | 294.1 | 290.1 | 60.1 | 0
4:00 | -21.5 | 78 | 0 | 0 | 281.8 | 294.1 | 290.1 | 61.6 | 0
5:00 | -12.4 | 90.2 | 0 | 0 | 281.7 | 294.1 | 290 | 66.3 | 0
6:00 | -3.4 | 102 | 0 | 0.8 | 281.8 | 294.1 | 290.1 | 67 | 0
7:00 | 5.2 | 114 | 0 | 16.8 | 282.2 | 294.1 | 290.4 | 65.2 | 0
8:00 | 13 | 126.6 | 0 | 37.6 | 282.6 | 295.9 | 292.3 | 0.4 | 0
9:00 | 19.7 | 140.4 | 0 | 61.3 | 283.3 | 296.5 | 292.4 | 0.7 | 0
10:00 | 24.5 | 155.5 | 0 | 70.4 | 283.9 | 296.1 | 293 | 0.9 | 0
11:00 | 27.1 | 171.7 | 0 | 81.3 | 284.6 | 296.4 | 293.1 | 0.7 | 0
noon | 27.1 | -171.7 | 0 | 79 | 285.1 | 296.3 | 293.4 | 0.8 | 0
13:00 | 24.5 | -155.5 | 0 | 65.6 | 285.4 | 296.5 | 293.4 | 0.6 | 0
14:00 | 19.7 | -140.4 | 0 | 49.7 | 285.5 | 296.1 | 293.2 | 0.7 | 0
15:00 | 13 | -126.6 | 0 | 33.4 | 285.3 | 296 | 292.8 | 0.5 | 0
16:00 | 5.2 | -114 | 0 | 14.6 | 284.7 | 296.1 | 292.7 | 0.2 | 0
17:00 | -3.4 | -102 | 0 | 0.4 | 284.1 | 296.1 | 292.4 | 0.4 | 0
18:00 | -12.4 | -90.2 | 0 | 0 | 283.5 | 296 | 291.9 | 0.4 | 0
19:00 | -21.5 | -78 | 0 | 0 | 283.1 | 296.4 | 292 | 0.3 | 0
20:00 | -30.1 | -64.6 | 0 | 0 | 282.8 | 296.3 | 291.8 | 0.3 | 0
21:00 | -37.8 | -49.3 | 0 | 0 | 282.5 | 296.1 | 291.6 | 0.4 | 0
22:00 | -43.7 | -31.4 | 0 | 0 | 282.4 | 296.2 | 291.4 | 0.3 | 0
23:00 | -47 | -10.8 | 0 | 0 | 282.2 | 296.1 | 291.7 | 0.4 | 0
November
| solar | solar | direct | diffuse | outdoor | indoor | window | heating | blinds
| altitude | azimuth | radiation | radiation | temp. | temp. | temp. | load | closed
| (degrees) | (degrees) | (W-h/m2) | (W-h/m2) | (K) | (K) | (K) | (W-h/m2) | (% time)
midnight | -56.2 | 12.8 | 0 | 0 | 278.9 | 294.1 | 289.1 | 104.5 | 0
1:00 | -52.4 | 36.3 | 0 | 0 | 278.8 | 294.1 | 289.1 | 105.1 | 0
2:00 | -45.8 | 55.6 | 0 | 0 | 278.6 | 294.1 | 289.1 | 111.2 | 0
3:00 | -37.7 | 71.1 | 0 | 0 | 278.5 | 294.1 | 289 | 107.7 | 0
4:00 | -28.8 | 84.3 | 0 | 0 | 278.4 | 294.1 | 289 | 103.6 | 0
5:00 | -19.7 | 96.2 | 0 | 0 | 278.4 | 294.1 | 289 | 107.1 | 0
6:00 | -10.7 | 107.7 | 0 | 0 | 278.3 | 294.1 | 289 | 107.4 | 0
7:00 | -2.4 | 119.2 | 0 | 1 | 278.2 | 294.1 | 288.9 | 108 | 0
8:00 | 5 | 131.2 | 0 | 16 | 278.4 | 295.8 | 290.5 | 0.1 | 0
9:00 | 11.1 | 144.1 | 0 | 30.1 | 278.8 | 295.8 | 290.7 | 1.3 | 0
10:00 | 15.5 | 157.9 | 0 | 45.9 | 279.2 | 295.8 | 290.9 | 1.6 | 0
11:00 | 17.8 | 172.5 | 0 | 57.8 | 279.7 | 296 | 291.4 | 1.5 | 0
noon | 17.8 | -172.5 | 0 | 55.3 | 280.1 | 295.7 | 291.4 | 1.4 | 0
13:00 | 15.5 | -157.9 | 0 | 47.3 | 280.3 | 295.9 | 291.5 | 1.4 | 0
14:00 | 11.1 | -144.1 | 0 | 30.2 | 280.4 | 295.8 | 291.2 | 1.1 | 0
15:00 | 5 | -131.2 | 0 | 12.9 | 280.2 | 295.7 | 290.9 | 0.7 | 0
16:00 | -2.4 | -119.2 | 0 | 0 | 280 | 296.2 | 290.9 | 0.1 | 0
17:00 | -10.7 | -107.7 | 0 | 0 | 279.7 | 296 | 290.7 | 0.5 | 0
18:00 | -19.7 | -96.2 | 0 | 0 | 279.6 | 296 | 290.8 | 0.4 | 0
19:00 | -28.8 | -84.3 | 0 | 0 | 279.4 | 296.1 | 290.7 | 0.3 | 0
20:00 | -37.7 | -71.1 | 0 | 0 | 279.4 | 295.9 | 290.6 | 0.4 | 0
21:00 | -45.8 | -55.6 | 0 | 0 | 279.2 | 295.8 | 290.5 | 0.4 | 0
22:00 | -52.4 | -36.3 | 0 | 0 | 279 | 296.1 | 290.5 | 0.1 | 0
23:00 | -56.2 | -12.8 | 0 | 0 | 278.8 | 295.9 | 290.6 | 0.3 | 0
December
| solar | solar | direct | diffuse | outdoor | indoor | window | heating | blinds
| altitude | azimuth | radiation | radiation | temp. | temp. | temp. | load | closed
| (degrees) | (degrees) | (W-h/m2) | (W-h/m2) | (K) | (K) | (K) | (W-h/m2) | (% time)
midnight | -60.2 | 13.9 | 0 | 0 | 276.9 | 294.1 | 288.5 | 109.6 | 0
1:00 | -56.1 | 39.1 | 0 | 0 | 276.8 | 294.1 | 288.5 | 113.3 | 0
2:00 | -49.2 | 58.9 | 0 | 0 | 276.8 | 294.1 | 288.5 | 113.6 | 0
3:00 | -40.9 | 74.4 | 0 | 0 | 276.8 | 294.1 | 288.5 | 113.6 | 0
4:00 | -31.9 | 87.4 | 0 | 0 | 276.9 | 294.1 | 288.5 | 111 | 0
5:00 | -22.8 | 99.1 | 0 | 0 | 277 | 294.1 | 288.5 | 114 | 0
6:00 | -14 | 110.2 | 0 | 0 | 276.9 | 294.1 | 288.5 | 111.2 | 0
7:00 | -5.8 | 121.5 | 0 | 0 | 276.9 | 294.1 | 288.5 | 108.4 | 0
8:00 | 1.4 | 133.2 | 0 | 1.8 | 277.1 | 295.6 | 289.4 | 0 | 0
9:00 | 7.3 | 145.7 | 0 | 14.9 | 277.3 | 295.9 | 290 | 0.6 | 0
10:00 | 11.6 | 158.9 | 0 | 28.6 | 277.7 | 295.6 | 290 | 1.8 | 0
11:00 | 13.8 | 172.9 | 0 | 36.8 | 277.9 | 296 | 290.3 | 1 | 0
noon | 13.8 | -172.9 | 0 | 37.9 | 278.2 | 296 | 290.4 | 1.7 | 0
13:00 | 11.6 | -158.9 | 0 | 29 | 278.4 | 296.1 | 290.4 | 1.2 | 0
14:00 | 7.3 | -145.7 | 0 | 18.1 | 278.3 | 295.8 | 290.3 | 1 | 0
15:00 | 1.4 | -133.2 | 0 | 4.7 | 278.2 | 296 | 290.1 | 0.5 | 0
16:00 | -5.8 | -121.5 | 0 | 0 | 277.8 | 295.9 | 290.1 | 0.6 | 0
17:00 | -14 | -110.2 | 0 | 0 | 277.7 | 296.3 | 290.1 | 0.3 | 0
18:00 | -22.8 | -99.1 | 0 | 0 | 277.5 | 295.4 | 289.9 | 0.8 | 0
19:00 | -31.9 | -87.4 | 0 | 0 | 277.5 | 296.1 | 289.9 | 0.3 | 0
20:00 | -40.9 | -74.4 | 0 | 0 | 277.3 | 295.8 | 289.9 | 0.6 | 0
21:00 | -49.2 | -58.9 | 0 | 0 | 277.1 | 296.2 | 290 | 0.3 | 0
22:00 | -56.1 | -39.1 | 0 | 0 | 277.1 | 296.1 | 290 | 0.5 | 0
23:00 | -60.2 | -13.9 | 0 | 0 | 277 | 295.8 | 289.9 | 0.6 | 0

## Sheet82
Scenario Three (red)
Tue Dec 03 2019 23:39:20 GMT+0000 (Greenwich Mean Time)
Setup Information:
Building
Location | UK - London
Building length, side A | N/A
Building length, side B | N/A
Simulation Type
Simulation Type | one_sided
Window Description
Typology | dgu_nb
Glazing Type | clear
Window Area | 82%
Wall Description
Insulation R-Value | 99999999.9 m2-K/W
Occupancy
Type | Low-rise Residential
Occupancy Load | 0.000 people per m2
Lighting Requirements | 400 lux
Equipment Load | 0.00 W/m2
Room Ventilation
Air Change Rate per Occupant | 15.0 liters / sec per person
Total Air Change Rate | 0.0 roomfuls per hour
Lighting Control
Lighting Control | lights do not respond to daylight: all lights fully on while building is occupied
Representative Room
Orientation | north
Room Depth | 27 m
Room Width | 5 m
Room Height | 2.2 m
Thermal Mass
Thermal Mass | none
Overhang
Overhang Depth | 0 m
Roof
Roof Type | adiabatic roof
Simulation Results:
Primary Energy Use and CO2 Emissions
| heating | cooling | lighting | total | CO2
| energy | energy | energy | energy | emissions
| (kWh/m2) | (kWh/m2) | (kWh/m2) | (kWh/m2) | (kg/m2)
January | 33.4 | 0 | 7.3 | 40.7 | 8.1
February | 28 | 0 | 6.6 | 34.6 | 6.9
March | 32.1 | 0 | 7.3 | 39.4 | 7.9
April | 26 | 0 | 7.1 | 33.1 | 6.6
May | 18.9 | 0 | 7.3 | 26.2 | 5.2
June | 9.5 | 0 | 7.1 | 16.6 | 3.3
July | 4.4 | 0 | 7.3 | 11.7 | 2.3
August | 4.4 | 0 | 7.3 | 11.7 | 2.3
September | 10.3 | 0 | 7.1 | 17.4 | 3.5
October | 15.6 | 0 | 7.3 | 22.9 | 4.6
November | 26 | 0 | 7.1 | 33.1 | 6.6
December | 28.1 | 0 | 7.3 | 35.4 | 7.1
Total | 236.7 | 0 | 86.1 | 322.8 | 64.6 | yearly energy
January
| solar | solar | direct | diffuse | outdoor | indoor | window | heating | blinds
| altitude | azimuth | radiation | radiation | temp. | temp. | temp. | load | closed
| (degrees) | (degrees) | (W-h/m2) | (W-h/m2) | (K) | (K) | (K) | (W-h/m2) | (% time)
midnight | -58.1 | 13.3 | 0 | 0 | 275.9 | 294.1 | 288.2 | 136.8 | 0
1:00 | -54.2 | 37.6 | 0 | 0 | 275.8 | 294.1 | 288.2 | 136.3 | 0
2:00 | -47.5 | 57.1 | 0 | 0 | 275.8 | 294.1 | 288.2 | 134.7 | 0
3:00 | -39.2 | 72.7 | 0 | 0 | 275.7 | 294.1 | 288.1 | 130.6 | 0
4:00 | -30.2 | 85.8 | 0 | 0 | 275.6 | 294.1 | 288.1 | 133.3 | 0
5:00 | -21.1 | 97.6 | 0 | 0 | 275.6 | 294.1 | 288.1 | 133.2 | 0
6:00 | -12.3 | 108.9 | 0 | 0 | 275.5 | 294.1 | 288.1 | 130.8 | 0
7:00 | -4 | 120.3 | 0 | 0 | 275.5 | 294.1 | 288.1 | 129.7 | 0
8:00 | 3.3 | 132.2 | 0 | 5.1 | 275.7 | 295.4 | 288.9 | 0 | 0
9:00 | 9.3 | 144.9 | 0 | 20.2 | 276.1 | 296 | 289.8 | 0.9 | 0
10:00 | 13.6 | 158.4 | 0 | 34.6 | 276.5 | 295.8 | 289.9 | 1.6 | 0
11:00 | 15.9 | 172.7 | 0 | 40.5 | 276.7 | 295.5 | 290.1 | 2 | 0
noon | 15.9 | -172.7 | 0 | 42.7 | 277.2 | 295.7 | 290.1 | 1.6 | 0
13:00 | 13.6 | -158.4 | 0 | 38.1 | 277.6 | 296 | 290.4 | 1.6 | 0
14:00 | 9.3 | -144.9 | 0 | 26.7 | 277.5 | 295.9 | 290.1 | 1.3 | 0
15:00 | 3.3 | -132.2 | 0 | 13.2 | 277.3 | 296 | 290.2 | 1.1 | 0
16:00 | -4 | -120.3 | 0 | 0.6 | 277 | 296.1 | 289.9 | 0.1 | 0
17:00 | -12.3 | -108.9 | 0 | 0 | 276.8 | 296.1 | 289.8 | 0.5 | 0
18:00 | -21.1 | -97.6 | 0 | 0 | 276.5 | 296.1 | 289.8 | 0.7 | 0
19:00 | -30.2 | -85.8 | 0 | 0 | 276.3 | 295.8 | 289.6 | 0.4 | 0
20:00 | -39.2 | -72.7 | 0 | 0 | 276.1 | 296.1 | 289.6 | 0.1 | 0
21:00 | -47.5 | -57.1 | 0 | 0 | 276.1 | 296.1 | 289.7 | 0.3 | 0
22:00 | -54.2 | -37.6 | 0 | 0 | 276 | 296.2 | 289.5 | 0.3 | 0
23:00 | -58.1 | -13.3 | 0 | 0 | 275.9 | 296.1 | 289.5 | 0.5 | 0
February
| solar | solar | direct | diffuse | outdoor | indoor | window | heating | blinds
| altitude | azimuth | radiation | radiation | temp. | temp. | temp. | load | closed
| (degrees) | (degrees) | (W-h/m2) | (W-h/m2) | (K) | (K) | (K) | (W-h/m2) | (% time)
midnight | -50.4 | 11.4 | 0 | 0 | 275.4 | 294.1 | 288 | 117.3 | 0
1:00 | -46.9 | 33 | 0 | 0 | 275.3 | 294.1 | 288 | 111.9 | 0
2:00 | -40.8 | 51.4 | 0 | 0 | 275.2 | 294.1 | 288 | 116 | 0
3:00 | -32.9 | 66.9 | 0 | 0 | 275.2 | 294.1 | 288 | 122.6 | 0
4:00 | -24.2 | 80.2 | 0 | 0 | 275.2 | 294.1 | 288 | 124.6 | 0
5:00 | -15.1 | 92.3 | 0 | 0 | 275.1 | 294.1 | 287.9 | 129.2 | 0
6:00 | -6.1 | 104 | 0 | 0 | 275.1 | 294.1 | 287.9 | 129 | 0
7:00 | 2.4 | 115.9 | 0 | 2.3 | 275.1 | 294.1 | 288 | 132.6 | 0
8:00 | 10.1 | 128.3 | 0 | 20.6 | 275.5 | 296 | 289.4 | 0.1 | 0
9:00 | 16.5 | 141.8 | 0 | 40.4 | 276.1 | 296 | 290 | 1.8 | 0
10:00 | 21.2 | 156.4 | 0 | 55.1 | 276.7 | 295.7 | 290.2 | 2.6 | 0
11:00 | 23.7 | 172 | 0 | 60.6 | 277.3 | 295.9 | 290.5 | 2.3 | 0
noon | 23.7 | -172 | 0 | 65.1 | 277.9 | 295.6 | 290.7 | 2.4 | 0
13:00 | 21.2 | -156.4 | 0 | 57 | 278.4 | 295.8 | 291 | 2.1 | 0
14:00 | 16.5 | -141.8 | 0 | 53.5 | 278.5 | 296 | 291 | 1.7 | 0
15:00 | 10.1 | -128.3 | 0 | 36 | 278.3 | 295.7 | 290.6 | 1.8 | 0
16:00 | 2.4 | -115.9 | 0 | 14.5 | 277.7 | 295.7 | 290 | 0.9 | 0
17:00 | -6.1 | -104 | 0 | 0.3 | 277.1 | 296 | 289.9 | 0.4 | 0
18:00 | -15.1 | -92.3 | 0 | 0 | 276.7 | 296.3 | 289.8 | 0.3 | 0
19:00 | -24.2 | -80.2 | 0 | 0 | 276.3 | 296.5 | 289.9 | 0 | 0
20:00 | -32.9 | -66.9 | 0 | 0 | 276 | 295.9 | 289.7 | 0.8 | 0
21:00 | -40.8 | -51.4 | 0 | 0 | 275.7 | 296.1 | 289.4 | 0.2 | 0
22:00 | -46.9 | -33 | 0 | 0 | 275.5 | 295.9 | 289.5 | 0.2 | 0
23:00 | -50.4 | -11.4 | 0 | 0 | 275.4 | 295.9 | 289.3 | 0.5 | 0
March
| solar | solar | direct | diffuse | outdoor | indoor | window | heating | blinds
| altitude | azimuth | radiation | radiation | temp. | temp. | temp. | load | closed
| (degrees) | (degrees) | (W-h/m2) | (W-h/m2) | (K) | (K) | (K) | (W-h/m2) | (% time)
midnight | -39 | 9.6 | 0 | 0 | 276.9 | 294.1 | 288.5 | 129.1 | 0
1:00 | -36 | 28.2 | 0 | 0 | 276.8 | 294.1 | 288.5 | 132.9 | 0
2:00 | -30.6 | 45 | 0 | 0 | 276.7 | 294.1 | 288.4 | 137.1 | 0
3:00 | -23.4 | 59.7 | 0 | 0 | 276.5 | 294.1 | 288.4 | 129.6 | 0
4:00 | -15 | 72.9 | 0 | 0 | 276.3 | 294.1 | 288.3 | 131 | 0
5:00 | -6.1 | 85.2 | 0 | 0 | 276.4 | 294.1 | 288.3 | 125.7 | 0
6:00 | 2.9 | 97.1 | 0 | 4.1 | 276.6 | 294.1 | 288.4 | 118.1 | 0
7:00 | 11.8 | 109.3 | 0 | 24.9 | 276.9 | 294.1 | 288.8 | 114.2 | 0
8:00 | 20 | 122.4 | 0 | 48.1 | 277.4 | 296.2 | 290.2 | 0.9 | 0
9:00 | 27 | 136.9 | 0 | 66.7 | 278 | 296.1 | 290.7 | 1.7 | 0
10:00 | 32.2 | 153.1 | 0 | 85.8 | 278.8 | 295.6 | 291.3 | 2.3 | 0
11:00 | 35.1 | 170.8 | 0 | 100 | 279.8 | 296.3 | 291.7 | 1.8 | 0
noon | 35.1 | -170.8 | 0 | 101.7 | 280.5 | 295.9 | 292 | 2.1 | 0
13:00 | 32.2 | -153.1 | 0 | 93 | 281.2 | 295.8 | 292.2 | 1.7 | 0
14:00 | 27 | -136.9 | 0 | 79.8 | 281.5 | 296 | 292.3 | 1.5 | 0
15:00 | 20 | -122.4 | 0 | 58.9 | 281.4 | 296.1 | 291.7 | 1.2 | 0
16:00 | 11.8 | -109.3 | 0 | 34.5 | 280.9 | 296 | 291.3 | 1.5 | 0
17:00 | 2.9 | -97.1 | 0 | 15.4 | 280.1 | 295.9 | 290.8 | 1 | 0
18:00 | -6.1 | -85.2 | 0 | 0 | 279.4 | 296.3 | 290.7 | 0.3 | 0
19:00 | -15 | -72.9 | 0 | 0 | 278.7 | 295.8 | 290.2 | 0.7 | 0
20:00 | -23.4 | -59.7 | 0 | 0 | 278.2 | 296.3 | 290.4 | 0.3 | 0
21:00 | -30.6 | -45 | 0 | 0 | 277.8 | 295.8 | 290 | 1 | 0
22:00 | -36 | -28.2 | 0 | 0 | 277.3 | 295.7 | 289.8 | 0.5 | 0
23:00 | -39 | -9.6 | 0 | 0 | 277.1 | 295.9 | 289.8 | 0.7 | 0
April
| solar | solar | direct | diffuse | outdoor | indoor | window | heating | blinds
| altitude | azimuth | radiation | radiation | temp. | temp. | temp. | load | closed
| (degrees) | (degrees) | (W-h/m2) | (W-h/m2) | (K) | (K) | (K) | (W-h/m2) | (% time)
midnight | -27.1 | 8.3 | 0 | 0 | 278.5 | 294.1 | 289 | 106 | 0
1:00 | -24.5 | 24.4 | 0 | 0 | 278.2 | 294.1 | 288.9 | 104.3 | 0
2:00 | -19.7 | 39.5 | 0 | 0 | 278 | 294.1 | 288.9 | 106 | 0
3:00 | -13.1 | 53.3 | 0 | 0 | 277.7 | 294.1 | 288.8 | 108 | 0
4:00 | -5.2 | 66 | 0 | 0 | 277.4 | 294.1 | 288.7 | 107.1 | 0
5:00 | 3.4 | 78 | 3 | 8 | 277.6 | 294.1 | 288.8 | 105.7 | 0
6:00 | 12.4 | 89.8 | 0.4 | 33.9 | 278.1 | 294.1 | 289.2 | 108.1 | 0
7:00 | 21.5 | 102 | 0 | 60.7 | 278.8 | 294.1 | 289.8 | 103.9 | 0
8:00 | 30.1 | 115.3 | 0 | 79.7 | 279.5 | 295.7 | 291.6 | 1.8 | 0
9:00 | 37.7 | 130.6 | 0 | 102.3 | 280.6 | 296.2 | 291.9 | 2.3 | 0
10:00 | 43.7 | 148.5 | 0 | 121.4 | 281.5 | 295.5 | 292.5 | 2.6 | 0
11:00 | 47 | 169.1 | 0 | 133.9 | 282.5 | 295.8 | 292.9 | 1.9 | 0
noon | 47 | -169.1 | 0 | 135.6 | 283.5 | 296 | 293.2 | 1.5 | 0
13:00 | 43.7 | -148.5 | 0 | 127.4 | 284.2 | 295.8 | 293.5 | 1.4 | 0
14:00 | 37.7 | -130.6 | 0 | 116.3 | 284.7 | 295.9 | 293.5 | 1.1 | 0
15:00 | 30.1 | -115.3 | 0 | 86.8 | 285 | 296.3 | 293.2 | 0.8 | 0
16:00 | 21.5 | -102 | 0 | 66.8 | 284.7 | 296.1 | 293.1 | 0.9 | 0
17:00 | 12.4 | -89.8 | 0.5 | 41.3 | 283.9 | 296 | 292.4 | 1 | 0
18:00 | 3.4 | -78 | 12.3 | 16.4 | 283 | 295.9 | 292 | 0.8 | 0
19:00 | -5.2 | -66 | 0 | 0 | 282 | 295.7 | 291.3 | 0.6 | 0
20:00 | -13.1 | -53.3 | 0 | 0 | 281 | 296.3 | 291.1 | 0.5 | 0
21:00 | -19.7 | -39.5 | 0 | 0 | 280 | 296.1 | 290.6 | 0.6 | 0
22:00 | -24.5 | -24.4 | 0 | 0 | 279.3 | 295.9 | 290.6 | 0.9 | 0
23:00 | -27.1 | -8.3 | 0 | 0 | 278.6 | 296.3 | 290.3 | 0.4 | 0
May
| solar | solar | direct | diffuse | outdoor | indoor | window | heating | blinds
| altitude | azimuth | radiation | radiation | temp. | temp. | temp. | load | closed
| (degrees) | (degrees) | (W-h/m2) | (W-h/m2) | (K) | (K) | (K) | (W-h/m2) | (% time)
midnight | -17.9 | 7.4 | 0 | 0 | 281 | 294.1 | 289.8 | 76.3 | 0
1:00 | -15.5 | 22 | 0 | 0 | 280.8 | 294.1 | 289.7 | 77 | 0
2:00 | -11.1 | 35.8 | 0 | 0 | 280.5 | 294.1 | 289.7 | 77.4 | 0
3:00 | -5 | 48.7 | 0 | 0 | 280.2 | 294.1 | 289.5 | 76.1 | 0
4:00 | 2.4 | 60.8 | 12.8 | 10.9 | 280.2 | 294.1 | 289.8 | 77.6 | 0
5:00 | 10.7 | 72.3 | 41.5 | 40.6 | 280.5 | 294.1 | 290.5 | 75.6 | 0
6:00 | 19.6 | 83.7 | 18 | 62.9 | 280.9 | 294.1 | 290.6 | 75.7 | 0
7:00 | 28.7 | 95.6 | 0 | 84.8 | 281.8 | 294.1 | 291 | 66.7 | 0
8:00 | 37.6 | 108.8 | 0 | 101.3 | 282.7 | 296.2 | 292.4 | 0.8 | 0
9:00 | 45.8 | 124.4 | 0 | 131.7 | 283.7 | 295.8 | 293.5 | 1.3 | 0
10:00 | 52.4 | 143.6 | 0 | 145.9 | 284.8 | 296.3 | 293.9 | 1.1 | 0
11:00 | 56.2 | 167.2 | 0 | 152.2 | 285.8 | 296 | 294.4 | 0.7 | 0
noon | 56.2 | -167.2 | 0 | 145.7 | 286.8 | 296.3 | 294.7 | 0.5 | 0
13:00 | 52.4 | -143.6 | 0 | 137.1 | 287.6 | 296.4 | 294.9 | 0.5 | 0
14:00 | 45.8 | -124.4 | 0 | 134.2 | 288 | 296.4 | 295.1 | 0.4 | 0
15:00 | 37.6 | -108.8 | 0 | 116.3 | 288 | 296.2 | 294.8 | 0.3 | 0
16:00 | 28.7 | -95.6 | 0 | 97.6 | 287.9 | 296.2 | 294.3 | 0.3 | 0
17:00 | 19.6 | -83.7 | 19 | 74.3 | 287.3 | 296.1 | 294.2 | 0.3 | 0
18:00 | 10.7 | -72.3 | 47.9 | 48.7 | 286.3 | 296.2 | 293.7 | 0.3 | 0
19:00 | 2.4 | -60.8 | 25.2 | 18.1 | 285.1 | 296.1 | 292.9 | 0.3 | 0
20:00 | -5 | -48.7 | 0 | 0 | 284 | 295.8 | 292.1 | 0.2 | 0
21:00 | -11.1 | -35.8 | 0 | 0 | 283.1 | 296.1 | 291.8 | 0.3 | 0
22:00 | -15.5 | -22 | 0 | 0 | 282.3 | 295.9 | 291.5 | 0.4 | 0
23:00 | -17.9 | -7.4 | 0 | 0 | 281.5 | 295.7 | 291 | 0.5 | 0
June
| solar | solar | direct | diffuse | outdoor | indoor | window | heating | blinds
| altitude | azimuth | radiation | radiation | temp. | temp. | temp. | load | closed
| (degrees) | (degrees) | (W-h/m2) | (W-h/m2) | (K) | (K) | (K) | (W-h/m2) | (% time)
midnight | -13.8 | 7 | 0 | 0 | 284.5 | 294.1 | 290.9 | 43.1 | 0
1:00 | -11.6 | 21 | 0 | 0 | 284.2 | 294.1 | 290.9 | 42.3 | 0
2:00 | -7.3 | 34.3 | 0 | 0 | 283.9 | 294.1 | 290.7 | 39 | 0
3:00 | -1.4 | 46.7 | 0 | 0 | 283.6 | 294.1 | 290.6 | 38 | 0
4:00 | 5.8 | 58.4 | 47 | 27.4 | 283.7 | 294.2 | 291.6 | 38.4 | 0
5:00 | 14 | 69.7 | 54.6 | 52.4 | 284.2 | 294.3 | 292.1 | 37.8 | 0
6:00 | 22.8 | 80.8 | 26.7 | 76.8 | 284.6 | 294.4 | 292.2 | 38.5 | 0
7:00 | 31.9 | 92.5 | 0 | 90.6 | 285.2 | 294.4 | 292.3 | 37.3 | 0
8:00 | 40.9 | 105.5 | 0 | 104.6 | 286.2 | 296.1 | 294.1 | 0.3 | 0
9:00 | 49.2 | 121 | 0 | 130.5 | 287.2 | 296.3 | 294.6 | 0.2 | 0
10:00 | 56.1 | 140.8 | 0 | 140.9 | 288.1 | 296.6 | 295.3 | 0.2 | 0
11:00 | 60.2 | 166 | 0 | 149.1 | 289.1 | 297.1 | 296.1 | 0.3 | 0
noon | 60.2 | -166 | 0 | 150.4 | 290 | 297.8 | 296.7 | 0.1 | 0
13:00 | 56.1 | -140.8 | 0 | 149.6 | 290.6 | 298.2 | 297 | 0 | 0
14:00 | 49.2 | -121 | 0 | 133.5 | 291 | 297.8 | 297 | 0 | 0
15:00 | 40.9 | -105.5 | 0 | 111.8 | 291.1 | 297.3 | 296.5 | 0 | 0
16:00 | 31.9 | -92.5 | 0 | 113.1 | 290.9 | 297.5 | 296.4 | 0 | 0
17:00 | 22.8 | -80.8 | 25.1 | 93.4 | 290.2 | 297.2 | 296 | 0.2 | 0
18:00 | 14 | -69.7 | 50.8 | 67.2 | 289.3 | 296.8 | 295.7 | 0.2 | 0
19:00 | 5.8 | -58.4 | 47.8 | 41 | 288.3 | 296.6 | 294.9 | 0.2 | 0
20:00 | -1.4 | -46.7 | 0 | 0 | 287.4 | 296.2 | 293.5 | 0.1 | 0
21:00 | -7.3 | -34.3 | 0 | 0 | 286.4 | 296.2 | 293 | 0.1 | 0
22:00 | -11.6 | -21 | 0 | 0 | 285.7 | 295.9 | 292.7 | 0.2 | 0
23:00 | -13.8 | -7 | 0 | 0 | 284.8 | 296.3 | 292.3 | 0.2 | 0
July
| solar | solar | direct | diffuse | outdoor | indoor | window | heating | blinds
| altitude | azimuth | radiation | radiation | temp. | temp. | temp. | load | closed
| (degrees) | (degrees) | (W-h/m2) | (W-h/m2) | (K) | (K) | (K) | (W-h/m2) | (% time)
midnight | -15.9 | 7.2 | 0 | 0 | 286.4 | 294.7 | 292 | 16 | 0
1:00 | -13.7 | 21.5 | 0 | 0 | 286.1 | 294.2 | 291.6 | 19.8 | 0
2:00 | -9.3 | 35.1 | 0 | 0 | 285.6 | 294.1 | 291.3 | 20.2 | 0
3:00 | -3.3 | 47.8 | 0 | 0 | 285.3 | 294.1 | 291.2 | 18.7 | 0
4:00 | 4 | 59.7 | 7.4 | 13.9 | 285.5 | 294.2 | 291.6 | 19.4 | 0
5:00 | 12.3 | 71 | 22.1 | 43.4 | 285.8 | 294.9 | 292.5 | 16.5 | 0
6:00 | 21.1 | 82.3 | 12.9 | 72.5 | 286.4 | 295.5 | 293.3 | 16.4 | 0
7:00 | 30.2 | 94.1 | 0 | 90.2 | 286.8 | 295.8 | 293.8 | 14.3 | 0
8:00 | 39.2 | 107.3 | 0 | 107.5 | 287.6 | 296.9 | 295 | 0.1 | 0
9:00 | 47.4 | 122.8 | 0 | 130 | 288.7 | 297.2 | 295.6 | 0 | 0
10:00 | 54.2 | 142.4 | 0 | 152.9 | 289.7 | 297.2 | 296.4 | 0 | 0
11:00 | 58.1 | 166.6 | 0 | 166.1 | 290.7 | 297.4 | 297 | 0 | 0
noon | 58.1 | -166.6 | 0 | 174.3 | 291.7 | 297.6 | 297.5 | 0 | 0
13:00 | 54.2 | -142.4 | 0 | 161.4 | 292.5 | 298 | 297.9 | 0 | 0
14:00 | 47.4 | -122.8 | 0 | 145.3 | 292.9 | 297.6 | 297.6 | 0 | 0
15:00 | 39.2 | -107.3 | 0 | 120.5 | 293 | 297.6 | 297.3 | 0 | 0
16:00 | 30.2 | -94.1 | 0 | 114.7 | 292.8 | 297.5 | 297.3 | 0 | 0
17:00 | 21.1 | -82.3 | 18.9 | 91.1 | 292.4 | 297.3 | 296.8 | 0 | 0
18:00 | 12.3 | -71 | 59.5 | 68.5 | 291.5 | 297.6 | 296.8 | 0 | 0
19:00 | 4 | -59.7 | 57.7 | 35.1 | 290.4 | 297.4 | 296.2 | 0 | 0
20:00 | -3.3 | -47.8 | 0 | 0 | 289.3 | 297.2 | 294.4 | 0 | 0
21:00 | -9.3 | -35.1 | 0 | 0 | 288.4 | 297.2 | 294.1 | 0 | 0
22:00 | -13.7 | -21.5 | 0 | 0 | 287.5 | 297.1 | 294 | 0 | 0
23:00 | -15.9 | -7.2 | 0 | 0 | 286.8 | 297 | 293.6 | 0 | 0
August
| solar | solar | direct | diffuse | outdoor | indoor | window | heating | blinds
| altitude | azimuth | radiation | radiation | temp. | temp. | temp. | load | closed
| (degrees) | (degrees) | (W-h/m2) | (W-h/m2) | (K) | (K) | (K) | (W-h/m2) | (% time)
midnight | -23.7 | 7.9 | 0 | 0 | 286.4 | 294.5 | 291.9 | 14.1 | 0
1:00 | -21.3 | 23.5 | 0 | 0 | 286 | 294.2 | 291.5 | 15.7 | 0
2:00 | -16.6 | 38.1 | 0 | 0 | 285.9 | 294.2 | 291.4 | 17.4 | 0
3:00 | -10.1 | 51.6 | 0 | 0 | 285.4 | 294.1 | 291.2 | 18.6 | 0
4:00 | -2.4 | 64.1 | 0 | 0 | 285.1 | 294.1 | 291.1 | 20.9 | 0
5:00 | 6 | 75.9 | 12.7 | 19 | 285.3 | 294.4 | 291.6 | 19.3 | 0
6:00 | 15.1 | 87.6 | 5.8 | 45.6 | 285.9 | 294.9 | 292.3 | 17.8 | 0
7:00 | 24.2 | 99.7 | 0 | 76 | 286.5 | 295.4 | 293.3 | 17.6 | 0
8:00 | 32.9 | 113.1 | 0 | 96.4 | 287.3 | 296.8 | 294.7 | 0 | 0
9:00 | 40.7 | 128.5 | 0 | 119 | 288.2 | 297.1 | 295.3 | 0 | 0
10:00 | 46.9 | 146.9 | 0 | 144.3 | 289.3 | 296.8 | 296 | 0 | 0
11:00 | 50.3 | 168.5 | 0 | 156.9 | 290.4 | 297.3 | 296.7 | 0 | 0
noon | 50.3 | -168.5 | 0 | 169.1 | 291.3 | 297.5 | 297.2 | 0 | 0
13:00 | 46.9 | -146.9 | 0 | 150.2 | 292 | 297.8 | 297.6 | 0 | 0
14:00 | 40.7 | -128.5 | 0 | 130.8 | 292.5 | 297.7 | 297.4 | 0 | 0
15:00 | 32.9 | -113.1 | 0 | 103.7 | 292.6 | 297.8 | 297.2 | 0 | 0
16:00 | 24.2 | -99.7 | 0 | 76.7 | 292.2 | 297.7 | 296.7 | 0 | 0
17:00 | 15.1 | -87.6 | 6.3 | 56.4 | 291.7 | 297.3 | 296.1 | 0 | 0
18:00 | 6 | -75.9 | 24.9 | 35.1 | 290.9 | 297.1 | 295.8 | 0 | 0
19:00 | -2.4 | -64.1 | 0 | 6 | 289.9 | 297.1 | 294.7 | 0 | 0
20:00 | -10.1 | -51.6 | 0 | 0 | 289 | 296.9 | 294.4 | 0 | 0
21:00 | -16.6 | -38.1 | 0 | 0 | 288.1 | 297.1 | 294 | 0 | 0
22:00 | -21.3 | -23.5 | 0 | 0 | 287.3 | 296.8 | 293.6 | 0 | 0
23:00 | -23.7 | -7.9 | 0 | 0 | 286.6 | 296.7 | 293.4 | 0 | 0
September
| solar | solar | direct | diffuse | outdoor | indoor | window | heating | blinds
| altitude | azimuth | radiation | radiation | temp. | temp. | temp. | load | closed
| (degrees) | (degrees) | (W-h/m2) | (W-h/m2) | (K) | (K) | (K) | (W-h/m2) | (% time)
midnight | -35.1 | 9.1 | 0 | 0 | 284.9 | 294.6 | 291.5 | 42.9 | 0
1:00 | -32.3 | 26.9 | 0 | 0 | 284.8 | 294.3 | 291.2 | 43.2 | 0
2:00 | -27.1 | 43.1 | 0 | 0 | 284.5 | 294.2 | 291 | 42.8 | 0
3:00 | -20 | 57.5 | 0 | 0 | 284.3 | 294.1 | 290.9 | 42.2 | 0
4:00 | -11.8 | 70.6 | 0 | 0 | 284.1 | 294.1 | 290.8 | 42.9 | 0
5:00 | -3 | 82.8 | 0 | 0.3 | 284 | 294.1 | 290.8 | 45.1 | 0
6:00 | 6 | 94.7 | 0 | 19.9 | 284.3 | 294.2 | 291.1 | 42.4 | 0
7:00 | 15 | 107 | 0 | 44.4 | 284.7 | 294.7 | 291.8 | 37.3 | 0
8:00 | 23.3 | 120.2 | 0 | 67.9 | 285.4 | 297.1 | 293.8 | 0.3 | 0
9:00 | 30.6 | 135 | 0 | 89.9 | 286.1 | 296.8 | 294.3 | 0.6 | 0
10:00 | 36 | 151.7 | 0 | 104.9 | 286.8 | 296.6 | 294.7 | 0.3 | 0
11:00 | 39 | 170.3 | 0 | 105.9 | 287.6 | 296.8 | 294.9 | 0.2 | 0
noon | 39 | -170.3 | 0 | 104.9 | 288.3 | 296.9 | 295.2 | 0.2 | 0
13:00 | 36 | -151.7 | 0 | 101.4 | 288.9 | 296.9 | 295.5 | 0.2 | 0
14:00 | 30.6 | -135 | 0 | 92.6 | 289.4 | 297.3 | 295.5 | 0.1 | 0
15:00 | 23.3 | -120.2 | 0 | 73.2 | 289.5 | 297.3 | 295.4 | 0.1 | 0
16:00 | 15 | -107 | 0 | 44.6 | 289.3 | 296.8 | 295 | 0.1 | 0
17:00 | 6 | -94.7 | 0 | 23.9 | 288.6 | 296.9 | 294.4 | 0.1 | 0
18:00 | -3 | -82.8 | 0 | 2.4 | 287.8 | 297.1 | 293.9 | 0.1 | 0
19:00 | -11.8 | -70.6 | 0 | 0 | 287.1 | 296.9 | 293.6 | 0.2 | 0
20:00 | -20 | -57.5 | 0 | 0 | 286.5 | 296.9 | 293.4 | 0.2 | 0
21:00 | -27.1 | -43.1 | 0 | 0 | 285.9 | 296.8 | 293.3 | 0.3 | 0
22:00 | -32.3 | -26.9 | 0 | 0 | 285.3 | 296.4 | 293 | 0.3 | 0
23:00 | -35.1 | -9.1 | 0 | 0 | 285 | 296.5 | 292.8 | 0.2 | 0
October
| solar | solar | direct | diffuse | outdoor | indoor | window | heating | blinds
| altitude | azimuth | radiation | radiation | temp. | temp. | temp. | load | closed
| (degrees) | (degrees) | (W-h/m2) | (W-h/m2) | (K) | (K) | (K) | (W-h/m2) | (% time)
midnight | -47 | 10.8 | 0 | 0 | 282.1 | 294.1 | 290.2 | 58.7 | 0
1:00 | -43.7 | 31.4 | 0 | 0 | 282.1 | 294.1 | 290.2 | 57.7 | 0
2:00 | -37.8 | 49.3 | 0 | 0 | 282 | 294.1 | 290.1 | 59.2 | 0
3:00 | -30.1 | 64.6 | 0 | 0 | 281.8 | 294.1 | 290.1 | 60.1 | 0
4:00 | -21.5 | 78 | 0 | 0 | 281.8 | 294.1 | 290.1 | 61.6 | 0
5:00 | -12.4 | 90.2 | 0 | 0 | 281.7 | 294.1 | 290 | 66.3 | 0
6:00 | -3.4 | 102 | 0 | 0.8 | 281.8 | 294.1 | 290.1 | 67 | 0
7:00 | 5.2 | 114 | 0 | 16.8 | 282.2 | 294.1 | 290.4 | 65.3 | 0
8:00 | 13 | 126.6 | 0 | 37.6 | 282.6 | 295.9 | 292.3 | 0.3 | 0
9:00 | 19.7 | 140.4 | 0 | 61.3 | 283.3 | 296.5 | 292.4 | 0.7 | 0
10:00 | 24.5 | 155.5 | 0 | 70.4 | 283.9 | 296.1 | 293 | 0.9 | 0
11:00 | 27.1 | 171.7 | 0 | 81.3 | 284.6 | 296.3 | 293.1 | 0.7 | 0
noon | 27.1 | -171.7 | 0 | 79 | 285.1 | 296.3 | 293.4 | 0.8 | 0
13:00 | 24.5 | -155.5 | 0 | 65.6 | 285.4 | 296.5 | 293.4 | 0.7 | 0
14:00 | 19.7 | -140.4 | 0 | 49.7 | 285.5 | 296.1 | 293.2 | 0.7 | 0
15:00 | 13 | -126.6 | 0 | 33.4 | 285.3 | 296.1 | 292.8 | 0.5 | 0
16:00 | 5.2 | -114 | 0 | 14.6 | 284.7 | 296.1 | 292.5 | 0.2 | 0
17:00 | -3.4 | -102 | 0 | 0.4 | 284.1 | 296.3 | 292.4 | 0.3 | 0
18:00 | -12.4 | -90.2 | 0 | 0 | 283.5 | 295.9 | 292 | 0.5 | 0
19:00 | -21.5 | -78 | 0 | 0 | 283.1 | 296.2 | 291.9 | 0.2 | 0
20:00 | -30.1 | -64.6 | 0 | 0 | 282.8 | 296.3 | 291.7 | 0.3 | 0
21:00 | -37.8 | -49.3 | 0 | 0 | 282.5 | 296.1 | 291.5 | 0.4 | 0
22:00 | -43.7 | -31.4 | 0 | 0 | 282.4 | 296 | 291.6 | 0.3 | 0
23:00 | -47 | -10.8 | 0 | 0 | 282.2 | 296.1 | 291.4 | 0.4 | 0
November
| solar | solar | direct | diffuse | outdoor | indoor | window | heating | blinds
| altitude | azimuth | radiation | radiation | temp. | temp. | temp. | load | closed
| (degrees) | (degrees) | (W-h/m2) | (W-h/m2) | (K) | (K) | (K) | (W-h/m2) | (% time)
midnight | -56.2 | 12.8 | 0 | 0 | 278.9 | 294.1 | 289.1 | 104.5 | 0
1:00 | -52.4 | 36.3 | 0 | 0 | 278.8 | 294.1 | 289.1 | 105.1 | 0
2:00 | -45.8 | 55.6 | 0 | 0 | 278.6 | 294.1 | 289.1 | 111.3 | 0
3:00 | -37.7 | 71.1 | 0 | 0 | 278.5 | 294.1 | 289 | 107.7 | 0
4:00 | -28.8 | 84.3 | 0 | 0 | 278.4 | 294.1 | 289 | 103.6 | 0
5:00 | -19.7 | 96.2 | 0 | 0 | 278.4 | 294.1 | 289 | 107.1 | 0
6:00 | -10.7 | 107.7 | 0 | 0 | 278.3 | 294.1 | 289 | 107.4 | 0
7:00 | -2.4 | 119.2 | 0 | 1 | 278.2 | 294.1 | 288.9 | 108 | 0
8:00 | 5 | 131.2 | 0 | 16 | 278.4 | 295.8 | 290.5 | 0.1 | 0
9:00 | 11.1 | 144.1 | 0 | 30.1 | 278.8 | 295.8 | 290.7 | 1.2 | 0
10:00 | 15.5 | 157.9 | 0 | 45.9 | 279.2 | 295.9 | 290.9 | 1.5 | 0
11:00 | 17.8 | 172.5 | 0 | 57.8 | 279.7 | 295.9 | 291.5 | 1.6 | 0
noon | 17.8 | -172.5 | 0 | 55.3 | 280.1 | 295.8 | 291.4 | 1.4 | 0
13:00 | 15.5 | -157.9 | 0 | 47.3 | 280.3 | 295.9 | 291.4 | 1.5 | 0
14:00 | 11.1 | -144.1 | 0 | 30.2 | 280.4 | 296 | 291.2 | 1 | 0
15:00 | 5 | -131.2 | 0 | 12.9 | 280.2 | 295.8 | 290.9 | 0.9 | 0
16:00 | -2.4 | -119.2 | 0 | 0 | 280 | 296.3 | 290.9 | 0.1 | 0
17:00 | -10.7 | -107.7 | 0 | 0 | 279.7 | 296 | 290.6 | 0.4 | 0
18:00 | -19.7 | -96.2 | 0 | 0 | 279.6 | 296.3 | 290.8 | 0.3 | 0
19:00 | -28.8 | -84.3 | 0 | 0 | 279.4 | 296.2 | 290.6 | 0.4 | 0
20:00 | -37.7 | -71.1 | 0 | 0 | 279.4 | 296 | 290.6 | 0.3 | 0
21:00 | -45.8 | -55.6 | 0 | 0 | 279.2 | 295.9 | 290.6 | 0.3 | 0
22:00 | -52.4 | -36.3 | 0 | 0 | 279 | 296 | 290.5 | 0.2 | 0
23:00 | -56.2 | -12.8 | 0 | 0 | 278.8 | 295.9 | 290.6 | 0.3 | 0
December
| solar | solar | direct | diffuse | outdoor | indoor | window | heating | blinds
| altitude | azimuth | radiation | radiation | temp. | temp. | temp. | load | closed
| (degrees) | (degrees) | (W-h/m2) | (W-h/m2) | (K) | (K) | (K) | (W-h/m2) | (% time)
midnight | -60.2 | 13.9 | 0 | 0 | 276.9 | 294.1 | 288.5 | 109.4 | 0
1:00 | -56.1 | 39.1 | 0 | 0 | 276.8 | 294.1 | 288.5 | 113.3 | 0
2:00 | -49.2 | 58.9 | 0 | 0 | 276.8 | 294.1 | 288.5 | 113.7 | 0
3:00 | -40.9 | 74.4 | 0 | 0 | 276.8 | 294.1 | 288.5 | 113.7 | 0
4:00 | -31.9 | 87.4 | 0 | 0 | 276.9 | 294.1 | 288.5 | 111 | 0
5:00 | -22.8 | 99.1 | 0 | 0 | 277 | 294.1 | 288.5 | 114 | 0
6:00 | -14 | 110.2 | 0 | 0 | 276.9 | 294.1 | 288.5 | 111.2 | 0
7:00 | -5.8 | 121.5 | 0 | 0 | 276.9 | 294.1 | 288.5 | 108.4 | 0
8:00 | 1.4 | 133.2 | 0 | 1.8 | 277.1 | 295.6 | 289.3 | 0 | 0
9:00 | 7.3 | 145.7 | 0 | 14.9 | 277.3 | 295.9 | 290 | 0.6 | 0
10:00 | 11.6 | 158.9 | 0 | 28.6 | 277.7 | 295.5 | 290 | 1.7 | 0
11:00 | 13.8 | 172.9 | 0 | 36.8 | 277.9 | 296 | 290.3 | 0.9 | 0
noon | 13.8 | -172.9 | 0 | 37.9 | 278.2 | 295.8 | 290.5 | 1.8 | 0
13:00 | 11.6 | -158.9 | 0 | 29 | 278.4 | 296 | 290.5 | 1.2 | 0
14:00 | 7.3 | -145.7 | 0 | 18.1 | 278.3 | 295.8 | 290.3 | 0.9 | 0
15:00 | 1.4 | -133.2 | 0 | 4.7 | 278.2 | 295.9 | 290.3 | 0.5 | 0
16:00 | -5.8 | -121.5 | 0 | 0 | 277.8 | 296.1 | 290.3 | 0.2 | 0
17:00 | -14 | -110.2 | 0 | 0 | 277.7 | 296.1 | 290 | 0.5 | 0
18:00 | -22.8 | -99.1 | 0 | 0 | 277.5 | 296.1 | 290.3 | 0.5 | 0
19:00 | -31.9 | -87.4 | 0 | 0 | 277.5 | 295.6 | 289.7 | 0.7 | 0
20:00 | -40.9 | -74.4 | 0 | 0 | 277.3 | 296 | 289.8 | 0.3 | 0
21:00 | -49.2 | -58.9 | 0 | 0 | 277.1 | 295.9 | 289.8 | 0.6 | 0
22:00 | -56.1 | -39.1 | 0 | 0 | 277.1 | 296.2 | 289.9 | 0.2 | 0
23:00 | -60.2 | -13.9 | 0 | 0 | 277 | 296.1 | 289.8 | 0.3 | 0

## Sheet83
Scenario Four (green)
Tue Dec 03 2019 23:39:26 GMT+0000 (Greenwich Mean Time)
Setup Information:
Building
Location | UK - London
Building length, side A | N/A
Building length, side B | N/A
Simulation Type
Simulation Type | one_sided
Window Description
Typology | dgu_nb
Glazing Type | clear
Window Area | 83%
Wall Description
Insulation R-Value | 99999999.9 m2-K/W
Occupancy
Type | Low-rise Residential
Occupancy Load | 0.000 people per m2
Lighting Requirements | 400 lux
Equipment Load | 0.00 W/m2
Room Ventilation
Air Change Rate per Occupant | 15.0 liters / sec per person
Total Air Change Rate | 0.0 roomfuls per hour
Lighting Control
Lighting Control | lights do not respond to daylight: all lights fully on while building is occupied
Representative Room
Orientation | north
Room Depth | 27 m
Room Width | 5 m
Room Height | 2.2 m
Thermal Mass
Thermal Mass | none
Overhang
Overhang Depth | 0 m
Roof
Roof Type | adiabatic roof
Simulation Results:
Primary Energy Use and CO2 Emissions
| heating | cooling | lighting | total | CO2
| energy | energy | energy | energy | emissions
| (kWh/m2) | (kWh/m2) | (kWh/m2) | (kWh/m2) | (kg/m2)
January | 33.4 | 0 | 7.3 | 40.7 | 8.1
February | 28 | 0 | 6.6 | 34.6 | 6.9
March | 32.1 | 0 | 7.3 | 39.4 | 7.9
April | 26 | 0 | 7.1 | 33.1 | 6.6
May | 18.9 | 0 | 7.3 | 26.2 | 5.2
June | 9.5 | 0 | 7.1 | 16.6 | 3.3
July | 4.4 | 0 | 7.3 | 11.7 | 2.3
August | 4.4 | 0 | 7.3 | 11.7 | 2.3
September | 10.3 | 0 | 7.1 | 17.4 | 3.5
October | 15.6 | 0 | 7.3 | 22.9 | 4.6
November | 26 | 0 | 7.1 | 33.1 | 6.6
December | 28 | 0 | 7.3 | 35.3 | 7.1
Total | 236.6 | 0 | 86.1 | 322.7 | 64.5 | yearly energy
January
| solar | solar | direct | diffuse | outdoor | indoor | window | heating | blinds
| altitude | azimuth | radiation | radiation | temp. | temp. | temp. | load | closed
| (degrees) | (degrees) | (W-h/m2) | (W-h/m2) | (K) | (K) | (K) | (W-h/m2) | (% time)
midnight | -58.1 | 13.3 | 0 | 0 | 275.9 | 294.1 | 288.2 | 136.8 | 0
1:00 | -54.2 | 37.6 | 0 | 0 | 275.8 | 294.1 | 288.2 | 136.3 | 0
2:00 | -47.5 | 57.1 | 0 | 0 | 275.8 | 294.1 | 288.2 | 134.8 | 0
3:00 | -39.2 | 72.7 | 0 | 0 | 275.7 | 294.1 | 288.1 | 130.6 | 0
4:00 | -30.2 | 85.8 | 0 | 0 | 275.6 | 294.1 | 288.1 | 133.4 | 0
5:00 | -21.1 | 97.6 | 0 | 0 | 275.6 | 294.1 | 288.1 | 133.2 | 0
6:00 | -12.3 | 108.9 | 0 | 0 | 275.5 | 294.1 | 288.1 | 130.9 | 0
7:00 | -4 | 120.3 | 0 | 0 | 275.5 | 294.1 | 288.1 | 129.7 | 0
8:00 | 3.3 | 132.2 | 0 | 5.1 | 275.7 | 295.4 | 288.9 | 0 | 0
9:00 | 9.3 | 144.9 | 0 | 20.2 | 276.1 | 296 | 289.8 | 0.9 | 0
10:00 | 13.6 | 158.4 | 0 | 34.6 | 276.5 | 295.7 | 290.1 | 1.5 | 0
11:00 | 15.9 | 172.7 | 0 | 40.5 | 276.7 | 295.7 | 290.1 | 1.7 | 0
noon | 15.9 | -172.7 | 0 | 42.7 | 277.2 | 295.8 | 290 | 1.7 | 0
13:00 | 13.6 | -158.4 | 0 | 38.1 | 277.6 | 296 | 290.5 | 1.5 | 0
14:00 | 9.3 | -144.9 | 0 | 26.7 | 277.5 | 295.7 | 290.2 | 1.5 | 0
15:00 | 3.3 | -132.2 | 0 | 13.2 | 277.3 | 296 | 290 | 0.7 | 0
16:00 | -4 | -120.3 | 0 | 0.6 | 277 | 296.3 | 289.9 | 0.4 | 0
17:00 | -12.3 | -108.9 | 0 | 0 | 276.8 | 295.8 | 289.8 | 0.6 | 0
18:00 | -21.1 | -97.6 | 0 | 0 | 276.5 | 296.2 | 289.8 | 0.1 | 0
19:00 | -30.2 | -85.8 | 0 | 0 | 276.3 | 296.1 | 289.8 | 0.3 | 0
20:00 | -39.2 | -72.7 | 0 | 0 | 276.1 | 296 | 289.5 | 0.4 | 0
21:00 | -47.5 | -57.1 | 0 | 0 | 276.1 | 296.2 | 289.6 | 0.1 | 0
22:00 | -54.2 | -37.6 | 0 | 0 | 276 | 295.9 | 289.6 | 0.4 | 0
23:00 | -58.1 | -13.3 | 0 | 0 | 275.9 | 296.2 | 289.5 | 0.2 | 0
February
| solar | solar | direct | diffuse | outdoor | indoor | window | heating | blinds
| altitude | azimuth | radiation | radiation | temp. | temp. | temp. | load | closed
| (degrees) | (degrees) | (W-h/m2) | (W-h/m2) | (K) | (K) | (K) | (W-h/m2) | (% time)
midnight | -50.4 | 11.4 | 0 | 0 | 275.4 | 294.1 | 288 | 117.2 | 0
1:00 | -46.9 | 33 | 0 | 0 | 275.3 | 294.1 | 288 | 111.9 | 0
2:00 | -40.8 | 51.4 | 0 | 0 | 275.2 | 294.1 | 288 | 116.1 | 0
3:00 | -32.9 | 66.9 | 0 | 0 | 275.2 | 294.1 | 288 | 122.6 | 0
4:00 | -24.2 | 80.2 | 0 | 0 | 275.2 | 294.1 | 288 | 124.6 | 0
5:00 | -15.1 | 92.3 | 0 | 0 | 275.1 | 294.1 | 287.9 | 129.2 | 0
6:00 | -6.1 | 104 | 0 | 0 | 275.1 | 294.1 | 287.9 | 129 | 0
7:00 | 2.4 | 115.9 | 0 | 2.3 | 275.1 | 294.1 | 288 | 132.6 | 0
8:00 | 10.1 | 128.3 | 0 | 20.6 | 275.5 | 295.9 | 289.4 | 0.1 | 0
9:00 | 16.5 | 141.8 | 0 | 40.4 | 276.1 | 296.3 | 290 | 1.7 | 0
10:00 | 21.2 | 156.4 | 0 | 55.1 | 276.7 | 295.7 | 290.2 | 2.8 | 0
11:00 | 23.7 | 172 | 0 | 60.6 | 277.3 | 295.8 | 290.5 | 2.4 | 0
noon | 23.7 | -172 | 0 | 65.1 | 277.9 | 295.6 | 290.8 | 2.4 | 0
13:00 | 21.2 | -156.4 | 0 | 57 | 278.4 | 296 | 290.9 | 2.1 | 0
14:00 | 16.5 | -141.8 | 0 | 53.5 | 278.5 | 296 | 290.9 | 1.7 | 0
15:00 | 10.1 | -128.3 | 0 | 36 | 278.3 | 295.8 | 290.8 | 1.8 | 0
16:00 | 2.4 | -115.9 | 0 | 14.5 | 277.7 | 295.9 | 290 | 1.1 | 0
17:00 | -6.1 | -104 | 0 | 0.3 | 277.1 | 296.1 | 290.1 | 0.3 | 0
18:00 | -15.1 | -92.3 | 0 | 0 | 276.7 | 295.7 | 289.6 | 0.6 | 0
19:00 | -24.2 | -80.2 | 0 | 0 | 276.3 | 296.2 | 289.6 | 0 | 0
20:00 | -32.9 | -66.9 | 0 | 0 | 276 | 296.3 | 289.8 | 0.2 | 0
21:00 | -40.8 | -51.4 | 0 | 0 | 275.7 | 296.1 | 289.5 | 0.5 | 0
22:00 | -46.9 | -33 | 0 | 0 | 275.5 | 296.2 | 289.6 | 0 | 0
23:00 | -50.4 | -11.4 | 0 | 0 | 275.4 | 296.2 | 289.6 | 0.3 | 0
March
| solar | solar | direct | diffuse | outdoor | indoor | window | heating | blinds
| altitude | azimuth | radiation | radiation | temp. | temp. | temp. | load | closed
| (degrees) | (degrees) | (W-h/m2) | (W-h/m2) | (K) | (K) | (K) | (W-h/m2) | (% time)
midnight | -39 | 9.6 | 0 | 0 | 276.9 | 294.1 | 288.5 | 129.3 | 0
1:00 | -36 | 28.2 | 0 | 0 | 276.8 | 294.1 | 288.5 | 133 | 0
2:00 | -30.6 | 45 | 0 | 0 | 276.7 | 294.1 | 288.4 | 137.2 | 0
3:00 | -23.4 | 59.7 | 0 | 0 | 276.5 | 294.1 | 288.4 | 129.7 | 0
4:00 | -15 | 72.9 | 0 | 0 | 276.3 | 294.1 | 288.3 | 131 | 0
5:00 | -6.1 | 85.2 | 0 | 0 | 276.4 | 294.1 | 288.3 | 125.8 | 0
6:00 | 2.9 | 97.1 | 0 | 4.1 | 276.6 | 294.1 | 288.4 | 118.1 | 0
7:00 | 11.8 | 109.3 | 0 | 24.9 | 276.9 | 294.1 | 288.8 | 114.2 | 0
8:00 | 20 | 122.4 | 0 | 48.1 | 277.4 | 296.2 | 290.2 | 0.9 | 0
9:00 | 27 | 136.9 | 0 | 66.7 | 278 | 296 | 290.8 | 1.7 | 0
10:00 | 32.2 | 153.1 | 0 | 85.8 | 278.8 | 295.6 | 291.4 | 2.1 | 0
11:00 | 35.1 | 170.8 | 0 | 100 | 279.8 | 296.3 | 291.7 | 2 | 0
noon | 35.1 | -170.8 | 0 | 101.7 | 280.5 | 296 | 292 | 2.1 | 0
13:00 | 32.2 | -153.1 | 0 | 93 | 281.2 | 295.9 | 292.3 | 1.6 | 0
14:00 | 27 | -136.9 | 0 | 79.8 | 281.5 | 296.1 | 292.2 | 1.4 | 0
15:00 | 20 | -122.4 | 0 | 58.9 | 281.4 | 296 | 291.8 | 1.4 | 0
16:00 | 11.8 | -109.3 | 0 | 34.5 | 280.9 | 296 | 291.3 | 1.5 | 0
17:00 | 2.9 | -97.1 | 0 | 15.4 | 280.1 | 295.7 | 290.6 | 1 | 0
18:00 | -6.1 | -85.2 | 0 | 0 | 279.4 | 296.1 | 290.6 | 0.3 | 0
19:00 | -15 | -72.9 | 0 | 0 | 278.7 | 295.7 | 290.2 | 0.7 | 0
20:00 | -23.4 | -59.7 | 0 | 0 | 278.2 | 296.1 | 290.2 | 0.5 | 0
21:00 | -30.6 | -45 | 0 | 0 | 277.8 | 296.1 | 289.9 | 0.6 | 0
22:00 | -36 | -28.2 | 0 | 0 | 277.3 | 295.5 | 289.7 | 0.7 | 0
23:00 | -39 | -9.6 | 0 | 0 | 277.1 | 295.6 | 289.6 | 0.8 | 0
April
| solar | solar | direct | diffuse | outdoor | indoor | window | heating | blinds
| altitude | azimuth | radiation | radiation | temp. | temp. | temp. | load | closed
| (degrees) | (degrees) | (W-h/m2) | (W-h/m2) | (K) | (K) | (K) | (W-h/m2) | (% time)
midnight | -27.1 | 8.3 | 0 | 0 | 278.5 | 294.1 | 289 | 106.1 | 0
1:00 | -24.5 | 24.4 | 0 | 0 | 278.2 | 294.1 | 288.9 | 104.4 | 0
2:00 | -19.7 | 39.5 | 0 | 0 | 278 | 294.1 | 288.9 | 106 | 0
3:00 | -13.1 | 53.3 | 0 | 0 | 277.7 | 294.1 | 288.8 | 108.1 | 0
4:00 | -5.2 | 66 | 0 | 0 | 277.4 | 294.1 | 288.7 | 107.1 | 0
5:00 | 3.4 | 78 | 3 | 8 | 277.6 | 294.1 | 288.8 | 105.7 | 0
6:00 | 12.4 | 89.8 | 0.4 | 33.9 | 278.1 | 294.1 | 289.2 | 108.1 | 0
7:00 | 21.5 | 102 | 0 | 60.7 | 278.8 | 294.1 | 289.8 | 103.9 | 0
8:00 | 30.1 | 115.3 | 0 | 79.7 | 279.5 | 295.7 | 291.6 | 1.7 | 0
9:00 | 37.7 | 130.6 | 0 | 102.3 | 280.6 | 296.2 | 291.9 | 2.3 | 0
10:00 | 43.7 | 148.5 | 0 | 121.4 | 281.5 | 295.5 | 292.4 | 2.5 | 0
11:00 | 47 | 169.1 | 0 | 133.9 | 282.5 | 296 | 292.8 | 1.9 | 0
noon | 47 | -169.1 | 0 | 135.6 | 283.5 | 296.1 | 293.3 | 1.6 | 0
13:00 | 43.7 | -148.5 | 0 | 127.4 | 284.2 | 296.2 | 293.4 | 1.3 | 0
14:00 | 37.7 | -130.6 | 0 | 116.3 | 284.7 | 296.2 | 293.6 | 1.1 | 0
15:00 | 30.1 | -115.3 | 0 | 86.8 | 285 | 296.5 | 293.2 | 0.9 | 0
16:00 | 21.5 | -102 | 0 | 66.8 | 284.7 | 295.8 | 293 | 0.9 | 0
17:00 | 12.4 | -89.8 | 0.5 | 41.3 | 283.9 | 295.9 | 292.5 | 0.9 | 0
18:00 | 3.4 | -78 | 12.3 | 16.4 | 283 | 295.8 | 292.1 | 0.8 | 0
19:00 | -5.2 | -66 | 0 | 0 | 282 | 295.7 | 291.4 | 0.6 | 0
20:00 | -13.1 | -53.3 | 0 | 0 | 281 | 296 | 291.2 | 0.3 | 0
21:00 | -19.7 | -39.5 | 0 | 0 | 280 | 296 | 290.8 | 0.9 | 0
22:00 | -24.5 | -24.4 | 0 | 0 | 279.3 | 295.8 | 290.6 | 0.5 | 0
23:00 | -27.1 | -8.3 | 0 | 0 | 278.6 | 296.1 | 290.4 | 0.4 | 0
May
| solar | solar | direct | diffuse | outdoor | indoor | window | heating | blinds
| altitude | azimuth | radiation | radiation | temp. | temp. | temp. | load | closed
| (degrees) | (degrees) | (W-h/m2) | (W-h/m2) | (K) | (K) | (K) | (W-h/m2) | (% time)
midnight | -17.9 | 7.4 | 0 | 0 | 281 | 294.1 | 289.8 | 76.1 | 0
1:00 | -15.5 | 22 | 0 | 0 | 280.8 | 294.1 | 289.7 | 77 | 0
2:00 | -11.1 | 35.8 | 0 | 0 | 280.5 | 294.1 | 289.7 | 77.4 | 0
3:00 | -5 | 48.7 | 0 | 0 | 280.2 | 294.1 | 289.5 | 76.1 | 0
4:00 | 2.4 | 60.8 | 12.8 | 10.9 | 280.2 | 294.1 | 289.8 | 77.6 | 0
5:00 | 10.7 | 72.3 | 41.5 | 40.6 | 280.5 | 294.1 | 290.5 | 75.6 | 0
6:00 | 19.6 | 83.7 | 18 | 62.9 | 280.9 | 294.1 | 290.6 | 75.7 | 0
7:00 | 28.7 | 95.6 | 0 | 84.8 | 281.8 | 294.1 | 291 | 66.7 | 0
8:00 | 37.6 | 108.8 | 0 | 101.3 | 282.7 | 296.2 | 292.4 | 0.8 | 0
9:00 | 45.8 | 124.4 | 0 | 131.7 | 283.7 | 295.9 | 293.5 | 1.3 | 0
10:00 | 52.4 | 143.6 | 0 | 145.9 | 284.8 | 296.3 | 293.8 | 1.1 | 0
11:00 | 56.2 | 167.2 | 0 | 152.2 | 285.8 | 295.9 | 294.4 | 0.7 | 0
noon | 56.2 | -167.2 | 0 | 145.7 | 286.8 | 296.2 | 294.7 | 0.5 | 0
13:00 | 52.4 | -143.6 | 0 | 137.1 | 287.6 | 296.6 | 294.7 | 0.4 | 0
14:00 | 45.8 | -124.4 | 0 | 134.2 | 288 | 296.5 | 295.1 | 0.5 | 0
15:00 | 37.6 | -108.8 | 0 | 116.3 | 288 | 296.4 | 294.7 | 0.3 | 0
16:00 | 28.7 | -95.6 | 0 | 97.6 | 287.9 | 296 | 294.5 | 0.2 | 0
17:00 | 19.6 | -83.7 | 19 | 74.3 | 287.3 | 296.1 | 294.1 | 0.3 | 0
18:00 | 10.7 | -72.3 | 47.9 | 48.7 | 286.3 | 296.1 | 293.7 | 0.2 | 0
19:00 | 2.4 | -60.8 | 25.2 | 18.1 | 285.1 | 296.1 | 293 | 0.3 | 0
20:00 | -5 | -48.7 | 0 | 0 | 284 | 295.6 | 292.1 | 0.2 | 0
21:00 | -11.1 | -35.8 | 0 | 0 | 283.1 | 296.1 | 291.8 | 0.2 | 0
22:00 | -15.5 | -22 | 0 | 0 | 282.3 | 295.9 | 291.6 | 0.4 | 0
23:00 | -17.9 | -7.4 | 0 | 0 | 281.5 | 296.2 | 291.2 | 0.3 | 0
June
| solar | solar | direct | diffuse | outdoor | indoor | window | heating | blinds
| altitude | azimuth | radiation | radiation | temp. | temp. | temp. | load | closed
| (degrees) | (degrees) | (W-h/m2) | (W-h/m2) | (K) | (K) | (K) | (W-h/m2) | (% time)
midnight | -13.8 | 7 | 0 | 0 | 284.5 | 294.1 | 290.9 | 43.3 | 0
1:00 | -11.6 | 21 | 0 | 0 | 284.2 | 294.1 | 290.9 | 42.3 | 0
2:00 | -7.3 | 34.3 | 0 | 0 | 283.9 | 294.1 | 290.7 | 39 | 0
3:00 | -1.4 | 46.7 | 0 | 0 | 283.6 | 294.1 | 290.6 | 38 | 0
4:00 | 5.8 | 58.4 | 47 | 27.4 | 283.7 | 294.2 | 291.6 | 38.4 | 0
5:00 | 14 | 69.7 | 54.6 | 52.4 | 284.2 | 294.3 | 292.1 | 37.8 | 0
6:00 | 22.8 | 80.8 | 26.7 | 76.8 | 284.6 | 294.3 | 292.2 | 38.5 | 0
7:00 | 31.9 | 92.5 | 0 | 90.6 | 285.2 | 294.4 | 292.3 | 37.3 | 0
8:00 | 40.9 | 105.5 | 0 | 104.6 | 286.2 | 296.3 | 294 | 0.3 | 0
9:00 | 49.2 | 121 | 0 | 130.5 | 287.2 | 296.6 | 294.6 | 0.2 | 0
10:00 | 56.1 | 140.8 | 0 | 140.9 | 288.1 | 296.5 | 295.3 | 0.2 | 0
11:00 | 60.2 | 166 | 0 | 149.1 | 289.1 | 297.2 | 296.1 | 0.3 | 0
noon | 60.2 | -166 | 0 | 150.4 | 290 | 297.8 | 296.6 | 0.1 | 0
13:00 | 56.1 | -140.8 | 0 | 149.6 | 290.6 | 298.1 | 297 | 0 | 0
14:00 | 49.2 | -121 | 0 | 133.5 | 291 | 297.5 | 296.9 | 0 | 0
15:00 | 40.9 | -105.5 | 0 | 111.8 | 291.1 | 297.4 | 296.5 | 0 | 0
16:00 | 31.9 | -92.5 | 0 | 113.1 | 290.9 | 297.3 | 296.4 | 0 | 0
17:00 | 22.8 | -80.8 | 25.1 | 93.4 | 290.2 | 297.4 | 295.9 | 0.2 | 0
18:00 | 14 | -69.7 | 50.8 | 67.2 | 289.3 | 297.1 | 295.6 | 0.2 | 0
19:00 | 5.8 | -58.4 | 47.8 | 41 | 288.3 | 296.6 | 294.8 | 0.2 | 0
20:00 | -1.4 | -46.7 | 0 | 0 | 287.4 | 296.1 | 293.5 | 0.1 | 0
21:00 | -7.3 | -34.3 | 0 | 0 | 286.4 | 296.1 | 292.9 | 0.2 | 0
22:00 | -11.6 | -21 | 0 | 0 | 285.7 | 296 | 292.5 | 0.2 | 0
23:00 | -13.8 | -7 | 0 | 0 | 284.8 | 295.9 | 292.3 | 0.3 | 0
July
| solar | solar | direct | diffuse | outdoor | indoor | window | heating | blinds
| altitude | azimuth | radiation | radiation | temp. | temp. | temp. | load | closed
| (degrees) | (degrees) | (W-h/m2) | (W-h/m2) | (K) | (K) | (K) | (W-h/m2) | (% time)
midnight | -15.9 | 7.2 | 0 | 0 | 286.4 | 294.6 | 292 | 16 | 0
1:00 | -13.7 | 21.5 | 0 | 0 | 286.1 | 294.2 | 291.6 | 19.8 | 0
2:00 | -9.3 | 35.1 | 0 | 0 | 285.6 | 294.1 | 291.3 | 20.3 | 0
3:00 | -3.3 | 47.8 | 0 | 0 | 285.3 | 294.1 | 291.2 | 18.8 | 0
4:00 | 4 | 59.7 | 7.4 | 13.9 | 285.5 | 294.2 | 291.6 | 19.7 | 0
5:00 | 12.3 | 71 | 22.1 | 43.4 | 285.8 | 294.9 | 292.5 | 16.5 | 0
6:00 | 21.1 | 82.3 | 12.9 | 72.5 | 286.4 | 295.5 | 293.3 | 16.4 | 0
7:00 | 30.2 | 94.1 | 0 | 90.2 | 286.8 | 295.8 | 293.8 | 14.2 | 0
8:00 | 39.2 | 107.3 | 0 | 107.5 | 287.6 | 296.7 | 295.1 | 0.1 | 0
9:00 | 47.4 | 122.8 | 0 | 130 | 288.7 | 297.1 | 295.7 | 0 | 0
10:00 | 54.2 | 142.4 | 0 | 152.9 | 289.7 | 297.5 | 296.5 | 0 | 0
11:00 | 58.1 | 166.6 | 0 | 166.1 | 290.7 | 297.6 | 297.1 | 0 | 0
noon | 58.1 | -166.6 | 0 | 174.3 | 291.7 | 297.7 | 297.5 | 0 | 0
13:00 | 54.2 | -142.4 | 0 | 161.4 | 292.5 | 298.1 | 297.9 | 0 | 0
14:00 | 47.4 | -122.8 | 0 | 145.3 | 292.9 | 297.6 | 297.5 | 0 | 0
15:00 | 39.2 | -107.3 | 0 | 120.5 | 293 | 297.5 | 297.3 | 0 | 0
16:00 | 30.2 | -94.1 | 0 | 114.7 | 292.8 | 297.5 | 297.2 | 0 | 0
17:00 | 21.1 | -82.3 | 18.9 | 91.1 | 292.4 | 297.3 | 296.8 | 0 | 0
18:00 | 12.3 | -71 | 59.5 | 68.5 | 291.5 | 297.5 | 296.8 | 0 | 0
19:00 | 4 | -59.7 | 57.7 | 35.1 | 290.4 | 297.4 | 296.2 | 0 | 0
20:00 | -3.3 | -47.8 | 0 | 0 | 289.3 | 297.1 | 294.5 | 0 | 0
21:00 | -9.3 | -35.1 | 0 | 0 | 288.4 | 297.1 | 294.1 | 0 | 0
22:00 | -13.7 | -21.5 | 0 | 0 | 287.5 | 297 | 293.9 | 0 | 0
23:00 | -15.9 | -7.2 | 0 | 0 | 286.8 | 296.9 | 293.5 | 0 | 0
August
| solar | solar | direct | diffuse | outdoor | indoor | window | heating | blinds
| altitude | azimuth | radiation | radiation | temp. | temp. | temp. | load | closed
| (degrees) | (degrees) | (W-h/m2) | (W-h/m2) | (K) | (K) | (K) | (W-h/m2) | (% time)
midnight | -23.7 | 7.9 | 0 | 0 | 286.4 | 294.5 | 291.9 | 14.2 | 0
1:00 | -21.3 | 23.5 | 0 | 0 | 286 | 294.2 | 291.5 | 15.7 | 0
2:00 | -16.6 | 38.1 | 0 | 0 | 285.9 | 294.1 | 291.4 | 17.4 | 0
3:00 | -10.1 | 51.6 | 0 | 0 | 285.4 | 294.1 | 291.2 | 18.6 | 0
4:00 | -2.4 | 64.1 | 0 | 0 | 285.1 | 294.1 | 291.1 | 20.9 | 0
5:00 | 6 | 75.9 | 12.7 | 19 | 285.3 | 294.4 | 291.6 | 19.3 | 0
6:00 | 15.1 | 87.6 | 5.8 | 45.6 | 285.9 | 294.9 | 292.3 | 17.8 | 0
7:00 | 24.2 | 99.7 | 0 | 76 | 286.5 | 295.5 | 293.3 | 17.6 | 0
8:00 | 32.9 | 113.1 | 0 | 96.4 | 287.3 | 296.8 | 294.7 | 0 | 0
9:00 | 40.7 | 128.5 | 0 | 119 | 288.2 | 297.1 | 295.3 | 0 | 0
10:00 | 46.9 | 146.9 | 0 | 144.3 | 289.3 | 296.8 | 296 | 0 | 0
11:00 | 50.3 | 168.5 | 0 | 156.9 | 290.4 | 297.2 | 296.5 | 0 | 0
noon | 50.3 | -168.5 | 0 | 169.1 | 291.3 | 297.7 | 297.3 | 0 | 0
13:00 | 46.9 | -146.9 | 0 | 150.2 | 292 | 297.8 | 297.6 | 0 | 0
14:00 | 40.7 | -128.5 | 0 | 130.8 | 292.5 | 297.7 | 297.5 | 0 | 0
15:00 | 32.9 | -113.1 | 0 | 103.7 | 292.6 | 297.8 | 297.2 | 0 | 0
16:00 | 24.2 | -99.7 | 0 | 76.7 | 292.2 | 297.6 | 296.7 | 0 | 0
17:00 | 15.1 | -87.6 | 6.3 | 56.4 | 291.7 | 297.3 | 296.1 | 0 | 0
18:00 | 6 | -75.9 | 24.9 | 35.1 | 290.9 | 297.3 | 295.8 | 0 | 0
19:00 | -2.4 | -64.1 | 0 | 6 | 289.9 | 297.2 | 294.7 | 0 | 0
20:00 | -10.1 | -51.6 | 0 | 0 | 289 | 297.1 | 294.4 | 0 | 0
21:00 | -16.6 | -38.1 | 0 | 0 | 288.1 | 297.1 | 294.1 | 0 | 0
22:00 | -21.3 | -23.5 | 0 | 0 | 287.3 | 296.7 | 293.7 | 0 | 0
23:00 | -23.7 | -7.9 | 0 | 0 | 286.6 | 296.7 | 293.4 | 0 | 0
September
| solar | solar | direct | diffuse | outdoor | indoor | window | heating | blinds
| altitude | azimuth | radiation | radiation | temp. | temp. | temp. | load | closed
| (degrees) | (degrees) | (W-h/m2) | (W-h/m2) | (K) | (K) | (K) | (W-h/m2) | (% time)
midnight | -35.1 | 9.1 | 0 | 0 | 284.9 | 294.5 | 291.4 | 43 | 0
1:00 | -32.3 | 26.9 | 0 | 0 | 284.8 | 294.3 | 291.2 | 43.2 | 0
2:00 | -27.1 | 43.1 | 0 | 0 | 284.5 | 294.2 | 291 | 42.8 | 0
3:00 | -20 | 57.5 | 0 | 0 | 284.3 | 294.1 | 290.9 | 42.2 | 0
4:00 | -11.8 | 70.6 | 0 | 0 | 284.1 | 294.1 | 290.8 | 43 | 0
5:00 | -3 | 82.8 | 0 | 0.3 | 284 | 294.1 | 290.8 | 45.1 | 0
6:00 | 6 | 94.7 | 0 | 19.9 | 284.3 | 294.2 | 291.1 | 42.5 | 0
7:00 | 15 | 107 | 0 | 44.4 | 284.7 | 294.7 | 291.8 | 37.3 | 0
8:00 | 23.3 | 120.2 | 0 | 67.9 | 285.4 | 297 | 293.8 | 0.3 | 0
9:00 | 30.6 | 135 | 0 | 89.9 | 286.1 | 296.9 | 294.3 | 0.6 | 0
10:00 | 36 | 151.7 | 0 | 104.9 | 286.8 | 296.7 | 294.7 | 0.3 | 0
11:00 | 39 | 170.3 | 0 | 105.9 | 287.6 | 296.9 | 295 | 0.2 | 0
noon | 39 | -170.3 | 0 | 104.9 | 288.3 | 297 | 295.2 | 0.2 | 0
13:00 | 36 | -151.7 | 0 | 101.4 | 288.9 | 297.2 | 295.6 | 0.2 | 0
14:00 | 30.6 | -135 | 0 | 92.6 | 289.4 | 297.4 | 295.4 | 0.1 | 0
15:00 | 23.3 | -120.2 | 0 | 73.2 | 289.5 | 297.3 | 295.3 | 0.1 | 0
16:00 | 15 | -107 | 0 | 44.6 | 289.3 | 297.2 | 294.8 | 0.1 | 0
17:00 | 6 | -94.7 | 0 | 23.9 | 288.6 | 296.7 | 294.4 | 0.1 | 0
18:00 | -3 | -82.8 | 0 | 2.4 | 287.8 | 296.7 | 294 | 0.1 | 0
19:00 | -11.8 | -70.6 | 0 | 0 | 287.1 | 296.7 | 293.6 | 0.2 | 0
20:00 | -20 | -57.5 | 0 | 0 | 286.5 | 296.6 | 293.4 | 0.2 | 0
21:00 | -27.1 | -43.1 | 0 | 0 | 285.9 | 296.7 | 293.2 | 0.3 | 0
22:00 | -32.3 | -26.9 | 0 | 0 | 285.3 | 296.7 | 293 | 0.2 | 0
23:00 | -35.1 | -9.1 | 0 | 0 | 285 | 296.6 | 292.5 | 0.3 | 0
October
| solar | solar | direct | diffuse | outdoor | indoor | window | heating | blinds
| altitude | azimuth | radiation | radiation | temp. | temp. | temp. | load | closed
| (degrees) | (degrees) | (W-h/m2) | (W-h/m2) | (K) | (K) | (K) | (W-h/m2) | (% time)
midnight | -47 | 10.8 | 0 | 0 | 282.1 | 294.1 | 290.2 | 58.5 | 0
1:00 | -43.7 | 31.4 | 0 | 0 | 282.1 | 294.1 | 290.2 | 57.8 | 0
2:00 | -37.8 | 49.3 | 0 | 0 | 282 | 294.1 | 290.1 | 59.2 | 0
3:00 | -30.1 | 64.6 | 0 | 0 | 281.8 | 294.1 | 290.1 | 60.1 | 0
4:00 | -21.5 | 78 | 0 | 0 | 281.8 | 294.1 | 290.1 | 61.6 | 0
5:00 | -12.4 | 90.2 | 0 | 0 | 281.7 | 294.1 | 290 | 66.4 | 0
6:00 | -3.4 | 102 | 0 | 0.8 | 281.8 | 294.1 | 290.1 | 67 | 0
7:00 | 5.2 | 114 | 0 | 16.8 | 282.2 | 294.1 | 290.4 | 65.3 | 0
8:00 | 13 | 126.6 | 0 | 37.6 | 282.6 | 296.1 | 292.3 | 0.3 | 0
9:00 | 19.7 | 140.4 | 0 | 61.3 | 283.3 | 296.4 | 292.4 | 0.8 | 0
10:00 | 24.5 | 155.5 | 0 | 70.4 | 283.9 | 296.1 | 293 | 0.9 | 0
11:00 | 27.1 | 171.7 | 0 | 81.3 | 284.6 | 296.3 | 293.1 | 0.7 | 0
noon | 27.1 | -171.7 | 0 | 79 | 285.1 | 296.2 | 293.4 | 0.8 | 0
13:00 | 24.5 | -155.5 | 0 | 65.6 | 285.4 | 296.5 | 293.2 | 0.6 | 0
14:00 | 19.7 | -140.4 | 0 | 49.7 | 285.5 | 296.1 | 293.2 | 0.7 | 0
15:00 | 13 | -126.6 | 0 | 33.4 | 285.3 | 296 | 292.8 | 0.5 | 0
16:00 | 5.2 | -114 | 0 | 14.6 | 284.7 | 296.3 | 292.4 | 0.2 | 0
17:00 | -3.4 | -102 | 0 | 0.4 | 284.1 | 296.2 | 292.1 | 0.4 | 0
18:00 | -12.4 | -90.2 | 0 | 0 | 283.5 | 296 | 292.1 | 0.4 | 0
19:00 | -21.5 | -78 | 0 | 0 | 283.1 | 296.5 | 291.8 | 0.2 | 0
20:00 | -30.1 | -64.6 | 0 | 0 | 282.8 | 296.3 | 291.6 | 0.4 | 0
21:00 | -37.8 | -49.3 | 0 | 0 | 282.5 | 296 | 291.5 | 0.5 | 0
22:00 | -43.7 | -31.4 | 0 | 0 | 282.4 | 295.8 | 291.5 | 0.2 | 0
23:00 | -47 | -10.8 | 0 | 0 | 282.2 | 296.2 | 291.7 | 0.2 | 0
November
| solar | solar | direct | diffuse | outdoor | indoor | window | heating | blinds
| altitude | azimuth | radiation | radiation | temp. | temp. | temp. | load | closed
| (degrees) | (degrees) | (W-h/m2) | (W-h/m2) | (K) | (K) | (K) | (W-h/m2) | (% time)
midnight | -56.2 | 12.8 | 0 | 0 | 278.9 | 294.1 | 289.1 | 104.5 | 0
1:00 | -52.4 | 36.3 | 0 | 0 | 278.8 | 294.1 | 289.1 | 105.2 | 0
2:00 | -45.8 | 55.6 | 0 | 0 | 278.6 | 294.1 | 289.1 | 111.3 | 0
3:00 | -37.7 | 71.1 | 0 | 0 | 278.5 | 294.1 | 289 | 107.7 | 0
4:00 | -28.8 | 84.3 | 0 | 0 | 278.4 | 294.1 | 289 | 103.7 | 0
5:00 | -19.7 | 96.2 | 0 | 0 | 278.4 | 294.1 | 289 | 107.1 | 0
6:00 | -10.7 | 107.7 | 0 | 0 | 278.3 | 294.1 | 289 | 107.5 | 0
7:00 | -2.4 | 119.2 | 0 | 1 | 278.2 | 294.1 | 288.9 | 108.1 | 0
8:00 | 5 | 131.2 | 0 | 16 | 278.4 | 295.8 | 290.5 | 0.1 | 0
9:00 | 11.1 | 144.1 | 0 | 30.1 | 278.8 | 295.8 | 290.7 | 1.2 | 0
10:00 | 15.5 | 157.9 | 0 | 45.9 | 279.2 | 295.9 | 290.9 | 1.5 | 0
11:00 | 17.8 | 172.5 | 0 | 57.8 | 279.7 | 295.9 | 291.4 | 1.5 | 0
noon | 17.8 | -172.5 | 0 | 55.3 | 280.1 | 295.8 | 291.3 | 1.4 | 0
13:00 | 15.5 | -157.9 | 0 | 47.3 | 280.3 | 295.7 | 291.3 | 1.3 | 0
14:00 | 11.1 | -144.1 | 0 | 30.2 | 280.4 | 296 | 291.1 | 1 | 0
15:00 | 5 | -131.2 | 0 | 12.9 | 280.2 | 295.9 | 290.9 | 0.7 | 0
16:00 | -2.4 | -119.2 | 0 | 0 | 280 | 296.4 | 290.9 | 0.1 | 0
17:00 | -10.7 | -107.7 | 0 | 0 | 279.7 | 295.9 | 290.6 | 0.4 | 0
18:00 | -19.7 | -96.2 | 0 | 0 | 279.6 | 296 | 290.6 | 0.3 | 0
19:00 | -28.8 | -84.3 | 0 | 0 | 279.4 | 296.2 | 290.7 | 0.2 | 0
20:00 | -37.7 | -71.1 | 0 | 0 | 279.4 | 296.2 | 290.7 | 0.3 | 0
21:00 | -45.8 | -55.6 | 0 | 0 | 279.2 | 296 | 290.5 | 0.3 | 0
22:00 | -52.4 | -36.3 | 0 | 0 | 279 | 295.8 | 290.7 | 0.2 | 0
23:00 | -56.2 | -12.8 | 0 | 0 | 278.8 | 296 | 290.5 | 0.4 | 0
December
| solar | solar | direct | diffuse | outdoor | indoor | window | heating | blinds
| altitude | azimuth | radiation | radiation | temp. | temp. | temp. | load | closed
| (degrees) | (degrees) | (W-h/m2) | (W-h/m2) | (K) | (K) | (K) | (W-h/m2) | (% time)
midnight | -60.2 | 13.9 | 0 | 0 | 276.9 | 294.1 | 288.5 | 109.4 | 0
1:00 | -56.1 | 39.1 | 0 | 0 | 276.8 | 294.1 | 288.5 | 113.4 | 0
2:00 | -49.2 | 58.9 | 0 | 0 | 276.8 | 294.1 | 288.5 | 113.7 | 0
3:00 | -40.9 | 74.4 | 0 | 0 | 276.8 | 294.1 | 288.5 | 113.7 | 0
4:00 | -31.9 | 87.4 | 0 | 0 | 276.9 | 294.1 | 288.5 | 111.1 | 0
5:00 | -22.8 | 99.1 | 0 | 0 | 277 | 294.1 | 288.5 | 114.1 | 0
6:00 | -14 | 110.2 | 0 | 0 | 276.9 | 294.1 | 288.5 | 111.2 | 0
7:00 | -5.8 | 121.5 | 0 | 0 | 276.9 | 294.1 | 288.5 | 108.5 | 0
8:00 | 1.4 | 133.2 | 0 | 1.8 | 277.1 | 295.5 | 289.3 | 0 | 0
9:00 | 7.3 | 145.7 | 0 | 14.9 | 277.3 | 296 | 290 | 0.6 | 0
10:00 | 11.6 | 158.9 | 0 | 28.6 | 277.7 | 295.7 | 290 | 1.7 | 0
11:00 | 13.8 | 172.9 | 0 | 36.8 | 277.9 | 295.9 | 290.5 | 1 | 0
noon | 13.8 | -172.9 | 0 | 37.9 | 278.2 | 295.8 | 290.5 | 1.8 | 0
13:00 | 11.6 | -158.9 | 0 | 29 | 278.4 | 296.1 | 290.4 | 1.2 | 0
14:00 | 7.3 | -145.7 | 0 | 18.1 | 278.3 | 295.9 | 290.5 | 1 | 0
15:00 | 1.4 | -133.2 | 0 | 4.7 | 278.2 | 296.1 | 290.1 | 0.3 | 0
16:00 | -5.8 | -121.5 | 0 | 0 | 277.8 | 296 | 290.1 | 0.4 | 0
17:00 | -14 | -110.2 | 0 | 0 | 277.7 | 295.9 | 289.9 | 0.5 | 0
18:00 | -22.8 | -99.1 | 0 | 0 | 277.5 | 296.4 | 290.2 | 0.2 | 0
19:00 | -31.9 | -87.4 | 0 | 0 | 277.5 | 296 | 289.9 | 0.6 | 0
20:00 | -40.9 | -74.4 | 0 | 0 | 277.3 | 296 | 289.9 | 0.2 | 0
21:00 | -49.2 | -58.9 | 0 | 0 | 277.1 | 295.8 | 289.8 | 0.5 | 0
22:00 | -56.1 | -39.1 | 0 | 0 | 277.1 | 295.9 | 289.7 | 0.3 | 0
23:00 | -60.2 | -13.9 | 0 | 0 | 277 | 296.2 | 290 | 0 | 0

## Sheet84
Scenario One (blue)
Tue Dec 03 2019 23:40:26 GMT+0000 (Greenwich Mean Time)
Setup Information:
Building
Location | UK - London
Building length, side A | N/A
Building length, side B | N/A
Simulation Type
Simulation Type | one_sided
Window Description
Typology | dgu_nb
Glazing Type | clear
Window Area | 84%
Wall Description
Insulation R-Value | 99999999.9 m2-K/W
Occupancy
Type | Low-rise Residential
Occupancy Load | 0.000 people per m2
Lighting Requirements | 400 lux
Equipment Load | 0.00 W/m2
Room Ventilation
Air Change Rate per Occupant | 15.0 liters / sec per person
Total Air Change Rate | 0.0 roomfuls per hour
Lighting Control
Lighting Control | lights do not respond to daylight: all lights fully on while building is occupied
Representative Room
Orientation | north
Room Depth | 27 m
Room Width | 5 m
Room Height | 2.2 m
Thermal Mass
Thermal Mass | none
Overhang
Overhang Depth | 0 m
Roof
Roof Type | adiabatic roof
Simulation Results:
Primary Energy Use and CO2 Emissions
| heating | cooling | lighting | total | CO2
| energy | energy | energy | energy | emissions
| (kWh/m2) | (kWh/m2) | (kWh/m2) | (kWh/m2) | (kg/m2)
January | 33.4 | 0 | 7.3 | 40.7 | 8.1
February | 28 | 0 | 6.6 | 34.6 | 6.9
March | 32.2 | 0 | 7.3 | 39.5 | 7.9
April | 26 | 0 | 7.1 | 33.1 | 6.6
May | 18.9 | 0 | 7.3 | 26.2 | 5.2
June | 9.5 | 0 | 7.1 | 16.6 | 3.3
July | 4.4 | 0 | 7.3 | 11.7 | 2.3
August | 4.4 | 0 | 7.3 | 11.7 | 2.3
September | 10.3 | 0 | 7.1 | 17.4 | 3.5
October | 15.6 | 0 | 7.3 | 22.9 | 4.6
November | 26 | 0 | 7.1 | 33.1 | 6.6
December | 28.1 | 0 | 7.3 | 35.4 | 7.1
Total | 236.8 | 0 | 86.1 | 322.9 | 64.6 | yearly energy
January
| solar | solar | direct | diffuse | outdoor | indoor | window | heating | blinds
| altitude | azimuth | radiation | radiation | temp. | temp. | temp. | load | closed
| (degrees) | (degrees) | (W-h/m2) | (W-h/m2) | (K) | (K) | (K) | (W-h/m2) | (% time)
midnight | -58.1 | 13.3 | 0 | 0 | 275.9 | 294.1 | 288.2 | 137 | 0
1:00 | -54.2 | 37.6 | 0 | 0 | 275.8 | 294.1 | 288.2 | 136.4 | 0
2:00 | -47.5 | 57.1 | 0 | 0 | 275.8 | 294.1 | 288.2 | 134.8 | 0
3:00 | -39.2 | 72.7 | 0 | 0 | 275.7 | 294.1 | 288.1 | 130.7 | 0
4:00 | -30.2 | 85.8 | 0 | 0 | 275.6 | 294.1 | 288.1 | 133.4 | 0
5:00 | -21.1 | 97.6 | 0 | 0 | 275.6 | 294.1 | 288.1 | 133.2 | 0
6:00 | -12.3 | 108.9 | 0 | 0 | 275.5 | 294.1 | 288.1 | 130.9 | 0
7:00 | -4 | 120.3 | 0 | 0 | 275.5 | 294.1 | 288.1 | 129.8 | 0
8:00 | 3.3 | 132.2 | 0 | 5.1 | 275.7 | 295.3 | 288.9 | 0 | 0
9:00 | 9.3 | 144.9 | 0 | 20.2 | 276.1 | 296 | 289.8 | 0.8 | 0
10:00 | 13.6 | 158.4 | 0 | 34.6 | 276.5 | 295.8 | 290.1 | 1.5 | 0
11:00 | 15.9 | 172.7 | 0 | 40.5 | 276.7 | 295.7 | 290.2 | 1.6 | 0
noon | 15.9 | -172.7 | 0 | 42.7 | 277.2 | 295.7 | 290.2 | 1.7 | 0
13:00 | 13.6 | -158.4 | 0 | 38.1 | 277.6 | 296 | 290.5 | 1.6 | 0
14:00 | 9.3 | -144.9 | 0 | 26.7 | 277.5 | 296.1 | 290.3 | 1 | 0
15:00 | 3.3 | -132.2 | 0 | 13.2 | 277.3 | 296 | 290 | 0.9 | 0
16:00 | -4 | -120.3 | 0 | 0.6 | 277 | 296.1 | 289.7 | 0.4 | 0
17:00 | -12.3 | -108.9 | 0 | 0 | 276.8 | 295.8 | 290 | 0.2 | 0
18:00 | -21.1 | -97.6 | 0 | 0 | 276.5 | 296.2 | 289.8 | 0.2 | 0
19:00 | -30.2 | -85.8 | 0 | 0 | 276.3 | 296.1 | 289.7 | 0.2 | 0
20:00 | -39.2 | -72.7 | 0 | 0 | 276.1 | 296 | 289.4 | 0.5 | 0
21:00 | -47.5 | -57.1 | 0 | 0 | 276.1 | 296.1 | 289.5 | 0.3 | 0
22:00 | -54.2 | -37.6 | 0 | 0 | 276 | 296 | 289.5 | 0.2 | 0
23:00 | -58.1 | -13.3 | 0 | 0 | 275.9 | 295.9 | 289.4 | 0.4 | 0
February
| solar | solar | direct | diffuse | outdoor | indoor | window | heating | blinds
| altitude | azimuth | radiation | radiation | temp. | temp. | temp. | load | closed
| (degrees) | (degrees) | (W-h/m2) | (W-h/m2) | (K) | (K) | (K) | (W-h/m2) | (% time)
midnight | -50.4 | 11.4 | 0 | 0 | 275.4 | 294.1 | 288 | 117.3 | 0
1:00 | -46.9 | 33 | 0 | 0 | 275.3 | 294.1 | 288 | 112 | 0
2:00 | -40.8 | 51.4 | 0 | 0 | 275.2 | 294.1 | 288 | 116.1 | 0
3:00 | -32.9 | 66.9 | 0 | 0 | 275.2 | 294.1 | 288 | 122.7 | 0
4:00 | -24.2 | 80.2 | 0 | 0 | 275.2 | 294.1 | 288 | 124.7 | 0
5:00 | -15.1 | 92.3 | 0 | 0 | 275.1 | 294.1 | 287.9 | 129.3 | 0
6:00 | -6.1 | 104 | 0 | 0 | 275.1 | 294.1 | 287.9 | 129.1 | 0
7:00 | 2.4 | 115.9 | 0 | 2.3 | 275.1 | 294.1 | 288 | 132.7 | 0
8:00 | 10.1 | 128.3 | 0 | 20.6 | 275.5 | 295.9 | 289.4 | 0.1 | 0
9:00 | 16.5 | 141.8 | 0 | 40.4 | 276.1 | 296.4 | 290 | 1.6 | 0
10:00 | 21.2 | 156.4 | 0 | 55.1 | 276.7 | 295.7 | 290.1 | 2.9 | 0
11:00 | 23.7 | 172 | 0 | 60.6 | 277.3 | 295.9 | 290.5 | 2.3 | 0
noon | 23.7 | -172 | 0 | 65.1 | 277.9 | 295.6 | 290.7 | 2.4 | 0
13:00 | 21.2 | -156.4 | 0 | 57 | 278.4 | 296.2 | 290.9 | 1.8 | 0
14:00 | 16.5 | -141.8 | 0 | 53.5 | 278.5 | 296.2 | 290.9 | 2 | 0
15:00 | 10.1 | -128.3 | 0 | 36 | 278.3 | 295.9 | 290.7 | 1.7 | 0
16:00 | 2.4 | -115.9 | 0 | 14.5 | 277.7 | 295.8 | 290.2 | 1.2 | 0
17:00 | -6.1 | -104 | 0 | 0.3 | 277.1 | 296 | 289.9 | 0.2 | 0
18:00 | -15.1 | -92.3 | 0 | 0 | 276.7 | 295.7 | 289.5 | 0.6 | 0
19:00 | -24.2 | -80.2 | 0 | 0 | 276.3 | 295.9 | 289.5 | 0.2 | 0
20:00 | -32.9 | -66.9 | 0 | 0 | 276 | 296.5 | 289.8 | 0 | 0
21:00 | -40.8 | -51.4 | 0 | 0 | 275.7 | 295.8 | 289.3 | 0.8 | 0
22:00 | -46.9 | -33 | 0 | 0 | 275.5 | 296.1 | 289.3 | 0 | 0
23:00 | -50.4 | -11.4 | 0 | 0 | 275.4 | 296.2 | 289.4 | 0.1 | 0
March
| solar | solar | direct | diffuse | outdoor | indoor | window | heating | blinds
| altitude | azimuth | radiation | radiation | temp. | temp. | temp. | load | closed
| (degrees) | (degrees) | (W-h/m2) | (W-h/m2) | (K) | (K) | (K) | (W-h/m2) | (% time)
midnight | -39 | 9.6 | 0 | 0 | 276.9 | 294.1 | 288.5 | 129.4 | 0
1:00 | -36 | 28.2 | 0 | 0 | 276.8 | 294.1 | 288.5 | 133 | 0
2:00 | -30.6 | 45 | 0 | 0 | 276.7 | 294.1 | 288.4 | 137.2 | 0
3:00 | -23.4 | 59.7 | 0 | 0 | 276.5 | 294.1 | 288.4 | 129.7 | 0
4:00 | -15 | 72.9 | 0 | 0 | 276.3 | 294.1 | 288.3 | 131 | 0
5:00 | -6.1 | 85.2 | 0 | 0 | 276.4 | 294.1 | 288.3 | 125.8 | 0
6:00 | 2.9 | 97.1 | 0 | 4.1 | 276.6 | 294.1 | 288.4 | 118.2 | 0
7:00 | 11.8 | 109.3 | 0 | 24.9 | 276.9 | 294.1 | 288.8 | 114.3 | 0
8:00 | 20 | 122.4 | 0 | 48.1 | 277.4 | 296.3 | 290.2 | 0.9 | 0
9:00 | 27 | 136.9 | 0 | 66.7 | 278 | 296 | 290.7 | 1.8 | 0
10:00 | 32.2 | 153.1 | 0 | 85.8 | 278.8 | 295.7 | 291.4 | 2.1 | 0
11:00 | 35.1 | 170.8 | 0 | 100 | 279.8 | 296.1 | 291.8 | 2 | 0
noon | 35.1 | -170.8 | 0 | 101.7 | 280.5 | 296.1 | 292 | 2 | 0
13:00 | 32.2 | -153.1 | 0 | 93 | 281.2 | 295.8 | 292.2 | 1.6 | 0
14:00 | 27 | -136.9 | 0 | 79.8 | 281.5 | 296.3 | 292 | 1.3 | 0
15:00 | 20 | -122.4 | 0 | 58.9 | 281.4 | 296.2 | 291.7 | 1.3 | 0
16:00 | 11.8 | -109.3 | 0 | 34.5 | 280.9 | 296 | 291.4 | 1.5 | 0
17:00 | 2.9 | -97.1 | 0 | 15.4 | 280.1 | 296 | 290.9 | 1 | 0
18:00 | -6.1 | -85.2 | 0 | 0 | 279.4 | 296.1 | 290.5 | 0.3 | 0
19:00 | -15 | -72.9 | 0 | 0 | 278.7 | 295.8 | 290.2 | 0.7 | 0
20:00 | -23.4 | -59.7 | 0 | 0 | 278.2 | 296.1 | 290.2 | 0.4 | 0
21:00 | -30.6 | -45 | 0 | 0 | 277.8 | 295.8 | 289.8 | 0.7 | 0
22:00 | -36 | -28.2 | 0 | 0 | 277.3 | 295.8 | 289.9 | 0.3 | 0
23:00 | -39 | -9.6 | 0 | 0 | 277.1 | 295.5 | 289.6 | 1 | 0
April
| solar | solar | direct | diffuse | outdoor | indoor | window | heating | blinds
| altitude | azimuth | radiation | radiation | temp. | temp. | temp. | load | closed
| (degrees) | (degrees) | (W-h/m2) | (W-h/m2) | (K) | (K) | (K) | (W-h/m2) | (% time)
midnight | -27.1 | 8.3 | 0 | 0 | 278.5 | 294.1 | 289 | 106.1 | 0
1:00 | -24.5 | 24.4 | 0 | 0 | 278.2 | 294.1 | 288.9 | 104.4 | 0
2:00 | -19.7 | 39.5 | 0 | 0 | 278 | 294.1 | 288.9 | 106.1 | 0
3:00 | -13.1 | 53.3 | 0 | 0 | 277.7 | 294.1 | 288.8 | 108.1 | 0
4:00 | -5.2 | 66 | 0 | 0 | 277.4 | 294.1 | 288.7 | 107.1 | 0
5:00 | 3.4 | 78 | 3 | 8 | 277.6 | 294.1 | 288.8 | 105.7 | 0
6:00 | 12.4 | 89.8 | 0.4 | 33.9 | 278.1 | 294.1 | 289.2 | 108.2 | 0
7:00 | 21.5 | 102 | 0 | 60.7 | 278.8 | 294.1 | 289.8 | 103.9 | 0
8:00 | 30.1 | 115.3 | 0 | 79.7 | 279.5 | 295.7 | 291.6 | 1.7 | 0
9:00 | 37.7 | 130.6 | 0 | 102.3 | 280.6 | 296.1 | 292 | 2.4 | 0
10:00 | 43.7 | 148.5 | 0 | 121.4 | 281.5 | 295.6 | 292.4 | 2.5 | 0
11:00 | 47 | 169.1 | 0 | 133.9 | 282.5 | 296 | 293 | 1.9 | 0
noon | 47 | -169.1 | 0 | 135.6 | 283.5 | 296.1 | 293.3 | 1.7 | 0
13:00 | 43.7 | -148.5 | 0 | 127.4 | 284.2 | 296.2 | 293.4 | 1.3 | 0
14:00 | 37.7 | -130.6 | 0 | 116.3 | 284.7 | 296.3 | 293.6 | 1.1 | 0
15:00 | 30.1 | -115.3 | 0 | 86.8 | 285 | 296.2 | 293.4 | 0.9 | 0
16:00 | 21.5 | -102 | 0 | 66.8 | 284.7 | 296 | 293 | 0.8 | 0
17:00 | 12.4 | -89.8 | 0.5 | 41.3 | 283.9 | 296.1 | 292.4 | 1 | 0
18:00 | 3.4 | -78 | 12.3 | 16.4 | 283 | 295.9 | 292 | 0.8 | 0
19:00 | -5.2 | -66 | 0 | 0 | 282 | 295.9 | 291.3 | 0.6 | 0
20:00 | -13.1 | -53.3 | 0 | 0 | 281 | 295.9 | 291 | 0.6 | 0
21:00 | -19.7 | -39.5 | 0 | 0 | 280 | 295.9 | 290.7 | 0.6 | 0
22:00 | -24.5 | -24.4 | 0 | 0 | 279.3 | 296.2 | 290.5 | 0.4 | 0
23:00 | -27.1 | -8.3 | 0 | 0 | 278.6 | 296.2 | 290.4 | 0.6 | 0
May
| solar | solar | direct | diffuse | outdoor | indoor | window | heating | blinds
| altitude | azimuth | radiation | radiation | temp. | temp. | temp. | load | closed
| (degrees) | (degrees) | (W-h/m2) | (W-h/m2) | (K) | (K) | (K) | (W-h/m2) | (% time)
midnight | -17.9 | 7.4 | 0 | 0 | 281 | 294.1 | 289.8 | 76.2 | 0
1:00 | -15.5 | 22 | 0 | 0 | 280.8 | 294.1 | 289.7 | 77 | 0
2:00 | -11.1 | 35.8 | 0 | 0 | 280.5 | 294.1 | 289.7 | 77.5 | 0
3:00 | -5 | 48.7 | 0 | 0 | 280.2 | 294.1 | 289.5 | 76.2 | 0
4:00 | 2.4 | 60.8 | 12.8 | 10.9 | 280.2 | 294.1 | 289.8 | 77.6 | 0
5:00 | 10.7 | 72.3 | 41.5 | 40.6 | 280.5 | 294.1 | 290.5 | 75.6 | 0
6:00 | 19.6 | 83.7 | 18 | 62.9 | 280.9 | 294.1 | 290.6 | 75.7 | 0
7:00 | 28.7 | 95.6 | 0 | 84.8 | 281.8 | 294.1 | 291 | 66.6 | 0
8:00 | 37.6 | 108.8 | 0 | 101.3 | 282.7 | 296.2 | 292.4 | 0.9 | 0
9:00 | 45.8 | 124.4 | 0 | 131.7 | 283.7 | 295.9 | 293.5 | 1.3 | 0
10:00 | 52.4 | 143.6 | 0 | 145.9 | 284.8 | 296.4 | 293.9 | 1.1 | 0
11:00 | 56.2 | 167.2 | 0 | 152.2 | 285.8 | 296.1 | 294.4 | 0.7 | 0
noon | 56.2 | -167.2 | 0 | 145.7 | 286.8 | 296.2 | 294.7 | 0.5 | 0
13:00 | 52.4 | -143.6 | 0 | 137.1 | 287.6 | 296.6 | 294.9 | 0.4 | 0
14:00 | 45.8 | -124.4 | 0 | 134.2 | 288 | 296.4 | 295.1 | 0.5 | 0
15:00 | 37.6 | -108.8 | 0 | 116.3 | 288 | 296.6 | 294.7 | 0.3 | 0
16:00 | 28.7 | -95.6 | 0 | 97.6 | 287.9 | 296 | 294.7 | 0.3 | 0
17:00 | 19.6 | -83.7 | 19 | 74.3 | 287.3 | 296.2 | 294.1 | 0.3 | 0
18:00 | 10.7 | -72.3 | 47.9 | 48.7 | 286.3 | 296.1 | 293.9 | 0.3 | 0
19:00 | 2.4 | -60.8 | 25.2 | 18.1 | 285.1 | 296 | 293 | 0.3 | 0
20:00 | -5 | -48.7 | 0 | 0 | 284 | 295.7 | 292 | 0.2 | 0
21:00 | -11.1 | -35.8 | 0 | 0 | 283.1 | 295.9 | 291.7 | 0.3 | 0
22:00 | -15.5 | -22 | 0 | 0 | 282.3 | 296.2 | 291.5 | 0.2 | 0
23:00 | -17.9 | -7.4 | 0 | 0 | 281.5 | 295.9 | 291.1 | 0.4 | 0
June
| solar | solar | direct | diffuse | outdoor | indoor | window | heating | blinds
| altitude | azimuth | radiation | radiation | temp. | temp. | temp. | load | closed
| (degrees) | (degrees) | (W-h/m2) | (W-h/m2) | (K) | (K) | (K) | (W-h/m2) | (% time)
midnight | -13.8 | 7 | 0 | 0 | 284.5 | 294.1 | 290.9 | 43.2 | 0
1:00 | -11.6 | 21 | 0 | 0 | 284.2 | 294.1 | 290.9 | 42.3 | 0
2:00 | -7.3 | 34.3 | 0 | 0 | 283.9 | 294.1 | 290.7 | 39.1 | 0
3:00 | -1.4 | 46.7 | 0 | 0 | 283.6 | 294.1 | 290.6 | 38 | 0
4:00 | 5.8 | 58.4 | 47 | 27.4 | 283.7 | 294.3 | 291.6 | 38.4 | 0
5:00 | 14 | 69.7 | 54.6 | 52.4 | 284.2 | 294.3 | 292.1 | 37.7 | 0
6:00 | 22.8 | 80.8 | 26.7 | 76.8 | 284.6 | 294.3 | 292.1 | 38.5 | 0
7:00 | 31.9 | 92.5 | 0 | 90.6 | 285.2 | 294.4 | 292.4 | 37.3 | 0
8:00 | 40.9 | 105.5 | 0 | 104.6 | 286.2 | 296.3 | 294.1 | 0.3 | 0
9:00 | 49.2 | 121 | 0 | 130.5 | 287.2 | 296.4 | 294.7 | 0.2 | 0
10:00 | 56.1 | 140.8 | 0 | 140.9 | 288.1 | 296.5 | 295.3 | 0.2 | 0
11:00 | 60.2 | 166 | 0 | 149.1 | 289.1 | 297.1 | 296 | 0.2 | 0
noon | 60.2 | -166 | 0 | 150.4 | 290 | 297.9 | 296.6 | 0.1 | 0
13:00 | 56.1 | -140.8 | 0 | 149.6 | 290.6 | 298 | 297 | 0 | 0
14:00 | 49.2 | -121 | 0 | 133.5 | 291 | 297.6 | 297 | 0 | 0
15:00 | 40.9 | -105.5 | 0 | 111.8 | 291.1 | 297.5 | 296.7 | 0 | 0
16:00 | 31.9 | -92.5 | 0 | 113.1 | 290.9 | 297.3 | 296.2 | 0 | 0
17:00 | 22.8 | -80.8 | 25.1 | 93.4 | 290.2 | 297.3 | 296 | 0.2 | 0
18:00 | 14 | -69.7 | 50.8 | 67.2 | 289.3 | 296.7 | 295.7 | 0.3 | 0
19:00 | 5.8 | -58.4 | 47.8 | 41 | 288.3 | 296.5 | 294.8 | 0.2 | 0
20:00 | -1.4 | -46.7 | 0 | 0 | 287.4 | 296 | 293.5 | 0.1 | 0
21:00 | -7.3 | -34.3 | 0 | 0 | 286.4 | 296.2 | 293 | 0.1 | 0
22:00 | -11.6 | -21 | 0 | 0 | 285.7 | 296.2 | 292.6 | 0.2 | 0
23:00 | -13.8 | -7 | 0 | 0 | 284.8 | 296 | 292.3 | 0.3 | 0
July
| solar | solar | direct | diffuse | outdoor | indoor | window | heating | blinds
| altitude | azimuth | radiation | radiation | temp. | temp. | temp. | load | closed
| (degrees) | (degrees) | (W-h/m2) | (W-h/m2) | (K) | (K) | (K) | (W-h/m2) | (% time)
midnight | -15.9 | 7.2 | 0 | 0 | 286.4 | 294.6 | 292 | 16 | 0
1:00 | -13.7 | 21.5 | 0 | 0 | 286.1 | 294.2 | 291.6 | 19.8 | 0
2:00 | -9.3 | 35.1 | 0 | 0 | 285.6 | 294.1 | 291.3 | 20.3 | 0
3:00 | -3.3 | 47.8 | 0 | 0 | 285.3 | 294.1 | 291.2 | 18.8 | 0
4:00 | 4 | 59.7 | 7.4 | 13.9 | 285.5 | 294.2 | 291.6 | 19.7 | 0
5:00 | 12.3 | 71 | 22.1 | 43.4 | 285.8 | 294.8 | 292.5 | 16.5 | 0
6:00 | 21.1 | 82.3 | 12.9 | 72.5 | 286.4 | 295.5 | 293.3 | 16.4 | 0
7:00 | 30.2 | 94.1 | 0 | 90.2 | 286.8 | 295.8 | 293.8 | 14.2 | 0
8:00 | 39.2 | 107.3 | 0 | 107.5 | 287.6 | 296.9 | 295.1 | 0.1 | 0
9:00 | 47.4 | 122.8 | 0 | 130 | 288.7 | 297.1 | 295.7 | 0 | 0
10:00 | 54.2 | 142.4 | 0 | 152.9 | 289.7 | 297.5 | 296.4 | 0 | 0
11:00 | 58.1 | 166.6 | 0 | 166.1 | 290.7 | 297.5 | 297.1 | 0 | 0
noon | 58.1 | -166.6 | 0 | 174.3 | 291.7 | 297.7 | 297.5 | 0 | 0
13:00 | 54.2 | -142.4 | 0 | 161.4 | 292.5 | 298 | 298 | 0 | 0
14:00 | 47.4 | -122.8 | 0 | 145.3 | 292.9 | 297.6 | 297.5 | 0 | 0
15:00 | 39.2 | -107.3 | 0 | 120.5 | 293 | 297.5 | 297.3 | 0 | 0
16:00 | 30.2 | -94.1 | 0 | 114.7 | 292.8 | 297.4 | 297.2 | 0 | 0
17:00 | 21.1 | -82.3 | 18.9 | 91.1 | 292.4 | 297.3 | 296.8 | 0 | 0
18:00 | 12.3 | -71 | 59.5 | 68.5 | 291.5 | 297.5 | 297 | 0 | 0
19:00 | 4 | -59.7 | 57.7 | 35.1 | 290.4 | 297.5 | 296.1 | 0 | 0
20:00 | -3.3 | -47.8 | 0 | 0 | 289.3 | 297.3 | 294.5 | 0 | 0
21:00 | -9.3 | -35.1 | 0 | 0 | 288.4 | 297.2 | 294.2 | 0 | 0
22:00 | -13.7 | -21.5 | 0 | 0 | 287.5 | 297.1 | 293.8 | 0 | 0
23:00 | -15.9 | -7.2 | 0 | 0 | 286.8 | 297 | 293.5 | 0 | 0
August
| solar | solar | direct | diffuse | outdoor | indoor | window | heating | blinds
| altitude | azimuth | radiation | radiation | temp. | temp. | temp. | load | closed
| (degrees) | (degrees) | (W-h/m2) | (W-h/m2) | (K) | (K) | (K) | (W-h/m2) | (% time)
midnight | -23.7 | 7.9 | 0 | 0 | 286.4 | 294.5 | 291.9 | 14.3 | 0
1:00 | -21.3 | 23.5 | 0 | 0 | 286 | 294.2 | 291.5 | 15.7 | 0
2:00 | -16.6 | 38.1 | 0 | 0 | 285.9 | 294.2 | 291.4 | 17.4 | 0
3:00 | -10.1 | 51.6 | 0 | 0 | 285.4 | 294.1 | 291.2 | 18.6 | 0
4:00 | -2.4 | 64.1 | 0 | 0 | 285.1 | 294.1 | 291.1 | 20.9 | 0
5:00 | 6 | 75.9 | 12.7 | 19 | 285.3 | 294.4 | 291.6 | 19.3 | 0
6:00 | 15.1 | 87.6 | 5.8 | 45.6 | 285.9 | 294.9 | 292.4 | 17.8 | 0
7:00 | 24.2 | 99.7 | 0 | 76 | 286.5 | 295.4 | 293.3 | 17.6 | 0
8:00 | 32.9 | 113.1 | 0 | 96.4 | 287.3 | 296.9 | 294.7 | 0 | 0
9:00 | 40.7 | 128.5 | 0 | 119 | 288.2 | 297.1 | 295.3 | 0 | 0
10:00 | 46.9 | 146.9 | 0 | 144.3 | 289.3 | 296.8 | 296 | 0 | 0
11:00 | 50.3 | 168.5 | 0 | 156.9 | 290.4 | 297.2 | 296.6 | 0 | 0
noon | 50.3 | -168.5 | 0 | 169.1 | 291.3 | 297.8 | 297.3 | 0 | 0
13:00 | 46.9 | -146.9 | 0 | 150.2 | 292 | 298 | 297.6 | 0 | 0
14:00 | 40.7 | -128.5 | 0 | 130.8 | 292.5 | 297.8 | 297.6 | 0 | 0
15:00 | 32.9 | -113.1 | 0 | 103.7 | 292.6 | 297.8 | 297.3 | 0 | 0
16:00 | 24.2 | -99.7 | 0 | 76.7 | 292.2 | 297.6 | 296.7 | 0 | 0
17:00 | 15.1 | -87.6 | 6.3 | 56.4 | 291.7 | 297.5 | 296.1 | 0 | 0
18:00 | 6 | -75.9 | 24.9 | 35.1 | 290.9 | 297.2 | 295.9 | 0 | 0
19:00 | -2.4 | -64.1 | 0 | 6 | 289.9 | 297 | 294.9 | 0 | 0
20:00 | -10.1 | -51.6 | 0 | 0 | 289 | 296.9 | 294.5 | 0 | 0
21:00 | -16.6 | -38.1 | 0 | 0 | 288.1 | 296.8 | 294.1 | 0 | 0
22:00 | -21.3 | -23.5 | 0 | 0 | 287.3 | 296.5 | 293.6 | 0 | 0
23:00 | -23.7 | -7.9 | 0 | 0 | 286.6 | 296.6 | 293.5 | 0 | 0
September
| solar | solar | direct | diffuse | outdoor | indoor | window | heating | blinds
| altitude | azimuth | radiation | radiation | temp. | temp. | temp. | load | closed
| (degrees) | (degrees) | (W-h/m2) | (W-h/m2) | (K) | (K) | (K) | (W-h/m2) | (% time)
midnight | -35.1 | 9.1 | 0 | 0 | 284.9 | 294.6 | 291.4 | 42.9 | 0
1:00 | -32.3 | 26.9 | 0 | 0 | 284.8 | 294.3 | 291.2 | 43.2 | 0
2:00 | -27.1 | 43.1 | 0 | 0 | 284.5 | 294.2 | 291 | 42.8 | 0
3:00 | -20 | 57.5 | 0 | 0 | 284.3 | 294.1 | 290.9 | 42.3 | 0
4:00 | -11.8 | 70.6 | 0 | 0 | 284.1 | 294.1 | 290.8 | 43 | 0
5:00 | -3 | 82.8 | 0 | 0.3 | 284 | 294.1 | 290.8 | 45.1 | 0
6:00 | 6 | 94.7 | 0 | 19.9 | 284.3 | 294.2 | 291.1 | 42.5 | 0
7:00 | 15 | 107 | 0 | 44.4 | 284.7 | 294.7 | 291.8 | 37.3 | 0
8:00 | 23.3 | 120.2 | 0 | 67.9 | 285.4 | 297.1 | 293.8 | 0.3 | 0
9:00 | 30.6 | 135 | 0 | 89.9 | 286.1 | 296.9 | 294.3 | 0.6 | 0
10:00 | 36 | 151.7 | 0 | 104.9 | 286.8 | 296.7 | 294.7 | 0.3 | 0
11:00 | 39 | 170.3 | 0 | 105.9 | 287.6 | 296.8 | 294.9 | 0.2 | 0
noon | 39 | -170.3 | 0 | 104.9 | 288.3 | 297.1 | 295.3 | 0.2 | 0
13:00 | 36 | -151.7 | 0 | 101.4 | 288.9 | 296.9 | 295.6 | 0.2 | 0
14:00 | 30.6 | -135 | 0 | 92.6 | 289.4 | 297.3 | 295.4 | 0.1 | 0
15:00 | 23.3 | -120.2 | 0 | 73.2 | 289.5 | 297.3 | 295.5 | 0.1 | 0
16:00 | 15 | -107 | 0 | 44.6 | 289.3 | 297.1 | 294.9 | 0.1 | 0
17:00 | 6 | -94.7 | 0 | 23.9 | 288.6 | 296.8 | 294.6 | 0.1 | 0
18:00 | -3 | -82.8 | 0 | 2.4 | 287.8 | 296.7 | 294 | 0.1 | 0
19:00 | -11.8 | -70.6 | 0 | 0 | 287.1 | 296.9 | 293.6 | 0.2 | 0
20:00 | -20 | -57.5 | 0 | 0 | 286.5 | 296.7 | 293.5 | 0.1 | 0
21:00 | -27.1 | -43.1 | 0 | 0 | 285.9 | 296.7 | 293.1 | 0.3 | 0
22:00 | -32.3 | -26.9 | 0 | 0 | 285.3 | 296.8 | 292.8 | 0.2 | 0
23:00 | -35.1 | -9.1 | 0 | 0 | 285 | 296.7 | 292.6 | 0.2 | 0
October
| solar | solar | direct | diffuse | outdoor | indoor | window | heating | blinds
| altitude | azimuth | radiation | radiation | temp. | temp. | temp. | load | closed
| (degrees) | (degrees) | (W-h/m2) | (W-h/m2) | (K) | (K) | (K) | (W-h/m2) | (% time)
midnight | -47 | 10.8 | 0 | 0 | 282.1 | 294.1 | 290.2 | 58.6 | 0
1:00 | -43.7 | 31.4 | 0 | 0 | 282.1 | 294.1 | 290.2 | 57.8 | 0
2:00 | -37.8 | 49.3 | 0 | 0 | 282 | 294.1 | 290.1 | 59.2 | 0
3:00 | -30.1 | 64.6 | 0 | 0 | 281.8 | 294.1 | 290.1 | 60.2 | 0
4:00 | -21.5 | 78 | 0 | 0 | 281.8 | 294.1 | 290.1 | 61.6 | 0
5:00 | -12.4 | 90.2 | 0 | 0 | 281.7 | 294.1 | 290 | 66.4 | 0
6:00 | -3.4 | 102 | 0 | 0.8 | 281.8 | 294.1 | 290.1 | 67.1 | 0
7:00 | 5.2 | 114 | 0 | 16.8 | 282.2 | 294.1 | 290.4 | 65.3 | 0
8:00 | 13 | 126.6 | 0 | 37.6 | 282.6 | 296.2 | 292.3 | 0.3 | 0
9:00 | 19.7 | 140.4 | 0 | 61.3 | 283.3 | 296.4 | 292.4 | 0.9 | 0
10:00 | 24.5 | 155.5 | 0 | 70.4 | 283.9 | 296.1 | 293 | 0.9 | 0
11:00 | 27.1 | 171.7 | 0 | 81.3 | 284.6 | 296.3 | 293 | 0.7 | 0
noon | 27.1 | -171.7 | 0 | 79 | 285.1 | 296.2 | 293.4 | 0.8 | 0
13:00 | 24.5 | -155.5 | 0 | 65.6 | 285.4 | 296.3 | 293.2 | 0.7 | 0
14:00 | 19.7 | -140.4 | 0 | 49.7 | 285.5 | 296 | 293.1 | 0.7 | 0
15:00 | 13 | -126.6 | 0 | 33.4 | 285.3 | 296.2 | 292.8 | 0.4 | 0
16:00 | 5.2 | -114 | 0 | 14.6 | 284.7 | 296.4 | 292.5 | 0.3 | 0
17:00 | -3.4 | -102 | 0 | 0.4 | 284.1 | 296.2 | 292 | 0.4 | 0
18:00 | -12.4 | -90.2 | 0 | 0 | 283.5 | 296.1 | 292.2 | 0.3 | 0
19:00 | -21.5 | -78 | 0 | 0 | 283.1 | 296.3 | 291.7 | 0.2 | 0
20:00 | -30.1 | -64.6 | 0 | 0 | 282.8 | 296.1 | 291.6 | 0.3 | 0
21:00 | -37.8 | -49.3 | 0 | 0 | 282.5 | 296.1 | 291.7 | 0.2 | 0
22:00 | -43.7 | -31.4 | 0 | 0 | 282.4 | 296.1 | 291.5 | 0.4 | 0
23:00 | -47 | -10.8 | 0 | 0 | 282.2 | 296 | 291.7 | 0.2 | 0
November
| solar | solar | direct | diffuse | outdoor | indoor | window | heating | blinds
| altitude | azimuth | radiation | radiation | temp. | temp. | temp. | load | closed
| (degrees) | (degrees) | (W-h/m2) | (W-h/m2) | (K) | (K) | (K) | (W-h/m2) | (% time)
midnight | -56.2 | 12.8 | 0 | 0 | 278.9 | 294.1 | 289.1 | 104.6 | 0
1:00 | -52.4 | 36.3 | 0 | 0 | 278.8 | 294.1 | 289.1 | 105.2 | 0
2:00 | -45.8 | 55.6 | 0 | 0 | 278.6 | 294.1 | 289.1 | 111.3 | 0
3:00 | -37.7 | 71.1 | 0 | 0 | 278.5 | 294.1 | 289 | 107.7 | 0
4:00 | -28.8 | 84.3 | 0 | 0 | 278.4 | 294.1 | 289 | 103.7 | 0
5:00 | -19.7 | 96.2 | 0 | 0 | 278.4 | 294.1 | 289 | 107.2 | 0
6:00 | -10.7 | 107.7 | 0 | 0 | 278.3 | 294.1 | 289 | 107.5 | 0
7:00 | -2.4 | 119.2 | 0 | 1 | 278.2 | 294.1 | 288.9 | 108.1 | 0
8:00 | 5 | 131.2 | 0 | 16 | 278.4 | 295.8 | 290.5 | 0.1 | 0
9:00 | 11.1 | 144.1 | 0 | 30.1 | 278.8 | 295.8 | 290.8 | 1.2 | 0
10:00 | 15.5 | 157.9 | 0 | 45.9 | 279.2 | 296 | 290.9 | 1.4 | 0
11:00 | 17.8 | 172.5 | 0 | 57.8 | 279.7 | 295.8 | 291.4 | 1.5 | 0
noon | 17.8 | -172.5 | 0 | 55.3 | 280.1 | 295.7 | 291.4 | 1.4 | 0
13:00 | 15.5 | -157.9 | 0 | 47.3 | 280.3 | 296.1 | 291.3 | 1.1 | 0
14:00 | 11.1 | -144.1 | 0 | 30.2 | 280.4 | 295.8 | 291.1 | 1.2 | 0
15:00 | 5 | -131.2 | 0 | 12.9 | 280.2 | 295.9 | 290.9 | 0.6 | 0
16:00 | -2.4 | -119.2 | 0 | 0 | 280 | 296.2 | 290.7 | 0.3 | 0
17:00 | -10.7 | -107.7 | 0 | 0 | 279.7 | 295.9 | 290.7 | 0.3 | 0
18:00 | -19.7 | -96.2 | 0 | 0 | 279.6 | 295.9 | 290.8 | 0.3 | 0
19:00 | -28.8 | -84.3 | 0 | 0 | 279.4 | 296.2 | 290.5 | 0.2 | 0
20:00 | -37.7 | -71.1 | 0 | 0 | 279.4 | 295.9 | 290.6 | 0.2 | 0
21:00 | -45.8 | -55.6 | 0 | 0 | 279.2 | 295.8 | 290.5 | 0.3 | 0
22:00 | -52.4 | -36.3 | 0 | 0 | 279 | 296 | 290.4 | 0.2 | 0
23:00 | -56.2 | -12.8 | 0 | 0 | 278.8 | 295.9 | 290.5 | 0.3 | 0
December
| solar | solar | direct | diffuse | outdoor | indoor | window | heating | blinds
| altitude | azimuth | radiation | radiation | temp. | temp. | temp. | load | closed
| (degrees) | (degrees) | (W-h/m2) | (W-h/m2) | (K) | (K) | (K) | (W-h/m2) | (% time)
midnight | -60.2 | 13.9 | 0 | 0 | 276.9 | 294.1 | 288.5 | 109.5 | 0
1:00 | -56.1 | 39.1 | 0 | 0 | 276.8 | 294.1 | 288.5 | 113.4 | 0
2:00 | -49.2 | 58.9 | 0 | 0 | 276.8 | 294.1 | 288.5 | 113.7 | 0
3:00 | -40.9 | 74.4 | 0 | 0 | 276.8 | 294.1 | 288.5 | 113.7 | 0
4:00 | -31.9 | 87.4 | 0 | 0 | 276.9 | 294.1 | 288.5 | 111.1 | 0
5:00 | -22.8 | 99.1 | 0 | 0 | 277 | 294.1 | 288.5 | 114.1 | 0
6:00 | -14 | 110.2 | 0 | 0 | 276.9 | 294.1 | 288.5 | 111.3 | 0
7:00 | -5.8 | 121.5 | 0 | 0 | 276.9 | 294.1 | 288.5 | 108.5 | 0
8:00 | 1.4 | 133.2 | 0 | 1.8 | 277.1 | 295.5 | 289.3 | 0 | 0
9:00 | 7.3 | 145.7 | 0 | 14.9 | 277.3 | 295.9 | 290 | 0.6 | 0
10:00 | 11.6 | 158.9 | 0 | 28.6 | 277.7 | 295.6 | 290.2 | 1.7 | 0
11:00 | 13.8 | 172.9 | 0 | 36.8 | 277.9 | 295.8 | 290.5 | 1 | 0
noon | 13.8 | -172.9 | 0 | 37.9 | 278.2 | 296 | 290.5 | 1.7 | 0
13:00 | 11.6 | -158.9 | 0 | 29 | 278.4 | 296.1 | 290.6 | 1.2 | 0
14:00 | 7.3 | -145.7 | 0 | 18.1 | 278.3 | 295.9 | 290.5 | 0.9 | 0
15:00 | 1.4 | -133.2 | 0 | 4.7 | 278.2 | 296 | 290.1 | 0.4 | 0
16:00 | -5.8 | -121.5 | 0 | 0 | 277.8 | 296.1 | 290.1 | 0.4 | 0
17:00 | -14 | -110.2 | 0 | 0 | 277.7 | 296 | 290 | 0.3 | 0
18:00 | -22.8 | -99.1 | 0 | 0 | 277.5 | 296.1 | 290 | 0.4 | 0
19:00 | -31.9 | -87.4 | 0 | 0 | 277.5 | 295.9 | 289.9 | 0.4 | 0
20:00 | -40.9 | -74.4 | 0 | 0 | 277.3 | 296.2 | 290 | 0.3 | 0
21:00 | -49.2 | -58.9 | 0 | 0 | 277.1 | 296.1 | 290 | 0.3 | 0
22:00 | -56.1 | -39.1 | 0 | 0 | 277.1 | 296.1 | 289.9 | 0.3 | 0
23:00 | -60.2 | -13.9 | 0 | 0 | 277 | 296.1 | 289.9 | 0.3 | 0

## Sheet85
Scenario Two (yellow)
Tue Dec 03 2019 23:40:33 GMT+0000 (Greenwich Mean Time)
Setup Information:
Building
Location | UK - London
Building length, side A | N/A
Building length, side B | N/A
Simulation Type
Simulation Type | one_sided
Window Description
Typology | dgu_nb
Glazing Type | clear
Window Area | 85%
Wall Description
Insulation R-Value | 99999999.9 m2-K/W
Occupancy
Type | Low-rise Residential
Occupancy Load | 0.000 people per m2
Lighting Requirements | 400 lux
Equipment Load | 0.00 W/m2
Room Ventilation
Air Change Rate per Occupant | 15.0 liters / sec per person
Total Air Change Rate | 0.0 roomfuls per hour
Lighting Control
Lighting Control | lights do not respond to daylight: all lights fully on while building is occupied
Representative Room
Orientation | north
Room Depth | 27 m
Room Width | 5 m
Room Height | 2.2 m
Thermal Mass
Thermal Mass | none
Overhang
Overhang Depth | 0 m
Roof
Roof Type | adiabatic roof
Simulation Results:
Primary Energy Use and CO2 Emissions
| heating | cooling | lighting | total | CO2
| energy | energy | energy | energy | emissions
| (kWh/m2) | (kWh/m2) | (kWh/m2) | (kWh/m2) | (kg/m2)
January | 33.4 | 0 | 7.3 | 40.7 | 8.1
February | 28 | 0 | 6.6 | 34.6 | 6.9
March | 32.1 | 0 | 7.3 | 39.4 | 7.9
April | 26 | 0 | 7.1 | 33.1 | 6.6
May | 18.9 | 0 | 7.3 | 26.2 | 5.2
June | 9.5 | 0 | 7.1 | 16.6 | 3.3
July | 4.4 | 0 | 7.3 | 11.7 | 2.3
August | 4.4 | 0 | 7.3 | 11.7 | 2.3
September | 10.3 | 0 | 7.1 | 17.4 | 3.5
October | 15.6 | 0 | 7.3 | 22.9 | 4.6
November | 26 | 0 | 7.1 | 33.1 | 6.6
December | 28.1 | 0 | 7.3 | 35.4 | 7.1
Total | 236.7 | 0 | 86.1 | 322.8 | 64.6 | yearly energy
January
| solar | solar | direct | diffuse | outdoor | indoor | window | heating | blinds
| altitude | azimuth | radiation | radiation | temp. | temp. | temp. | load | closed
| (degrees) | (degrees) | (W-h/m2) | (W-h/m2) | (K) | (K) | (K) | (W-h/m2) | (% time)
midnight | -58.1 | 13.3 | 0 | 0 | 275.9 | 294.1 | 288.2 | 137 | 0
1:00 | -54.2 | 37.6 | 0 | 0 | 275.8 | 294.1 | 288.2 | 136.4 | 0
2:00 | -47.5 | 57.1 | 0 | 0 | 275.8 | 294.1 | 288.2 | 134.9 | 0
3:00 | -39.2 | 72.7 | 0 | 0 | 275.7 | 294.1 | 288.1 | 130.7 | 0
4:00 | -30.2 | 85.8 | 0 | 0 | 275.6 | 294.1 | 288.1 | 133.4 | 0
5:00 | -21.1 | 97.6 | 0 | 0 | 275.6 | 294.1 | 288.1 | 133.3 | 0
6:00 | -12.3 | 108.9 | 0 | 0 | 275.5 | 294.1 | 288.1 | 131 | 0
7:00 | -4 | 120.3 | 0 | 0 | 275.5 | 294.1 | 288.1 | 129.8 | 0
8:00 | 3.3 | 132.2 | 0 | 5.1 | 275.7 | 295.3 | 288.8 | 0 | 0
9:00 | 9.3 | 144.9 | 0 | 20.2 | 276.1 | 295.9 | 289.8 | 0.7 | 0
10:00 | 13.6 | 158.4 | 0 | 34.6 | 276.5 | 295.9 | 290 | 1.4 | 0
11:00 | 15.9 | 172.7 | 0 | 40.5 | 276.7 | 295.8 | 290.1 | 1.6 | 0
noon | 15.9 | -172.7 | 0 | 42.7 | 277.2 | 295.5 | 290.2 | 1.9 | 0
13:00 | 13.6 | -158.4 | 0 | 38.1 | 277.6 | 296.1 | 290.4 | 1.3 | 0
14:00 | 9.3 | -144.9 | 0 | 26.7 | 277.5 | 296.1 | 290.2 | 1.1 | 0
15:00 | 3.3 | -132.2 | 0 | 13.2 | 277.3 | 296.1 | 290 | 1 | 0
16:00 | -4 | -120.3 | 0 | 0.6 | 277 | 296.1 | 289.8 | 0.1 | 0
17:00 | -12.3 | -108.9 | 0 | 0 | 276.8 | 295.8 | 289.9 | 0.6 | 0
18:00 | -21.1 | -97.6 | 0 | 0 | 276.5 | 296 | 289.6 | 0.2 | 0
19:00 | -30.2 | -85.8 | 0 | 0 | 276.3 | 296.1 | 289.7 | 0.3 | 0
20:00 | -39.2 | -72.7 | 0 | 0 | 276.1 | 296 | 289.5 | 0.2 | 0
21:00 | -47.5 | -57.1 | 0 | 0 | 276.1 | 296 | 289.6 | 0.3 | 0
22:00 | -54.2 | -37.6 | 0 | 0 | 276 | 295.9 | 289.7 | 0.3 | 0
23:00 | -58.1 | -13.3 | 0 | 0 | 275.9 | 295.9 | 289.4 | 0.2 | 0
February
| solar | solar | direct | diffuse | outdoor | indoor | window | heating | blinds
| altitude | azimuth | radiation | radiation | temp. | temp. | temp. | load | closed
| (degrees) | (degrees) | (W-h/m2) | (W-h/m2) | (K) | (K) | (K) | (W-h/m2) | (% time)
midnight | -50.4 | 11.4 | 0 | 0 | 275.4 | 294.1 | 288 | 117.3 | 0
1:00 | -46.9 | 33 | 0 | 0 | 275.3 | 294.1 | 288 | 112 | 0
2:00 | -40.8 | 51.4 | 0 | 0 | 275.2 | 294.1 | 288 | 116.2 | 0
3:00 | -32.9 | 66.9 | 0 | 0 | 275.2 | 294.1 | 288 | 122.7 | 0
4:00 | -24.2 | 80.2 | 0 | 0 | 275.2 | 294.1 | 288 | 124.7 | 0
5:00 | -15.1 | 92.3 | 0 | 0 | 275.1 | 294.1 | 287.9 | 129.3 | 0
6:00 | -6.1 | 104 | 0 | 0 | 275.1 | 294.1 | 287.9 | 129.1 | 0
7:00 | 2.4 | 115.9 | 0 | 2.3 | 275.1 | 294.1 | 288 | 132.7 | 0
8:00 | 10.1 | 128.3 | 0 | 20.6 | 275.5 | 295.9 | 289.4 | 0.1 | 0
9:00 | 16.5 | 141.8 | 0 | 40.4 | 276.1 | 296.3 | 290 | 1.5 | 0
10:00 | 21.2 | 156.4 | 0 | 55.1 | 276.7 | 295.6 | 290.1 | 2.9 | 0
11:00 | 23.7 | 172 | 0 | 60.6 | 277.3 | 295.7 | 290.4 | 2.4 | 0
noon | 23.7 | -172 | 0 | 65.1 | 277.9 | 295.5 | 290.7 | 2.4 | 0
13:00 | 21.2 | -156.4 | 0 | 57 | 278.4 | 296.1 | 290.9 | 1.8 | 0
14:00 | 16.5 | -141.8 | 0 | 53.5 | 278.5 | 296.1 | 290.8 | 2 | 0
15:00 | 10.1 | -128.3 | 0 | 36 | 278.3 | 295.9 | 290.6 | 1.7 | 0
16:00 | 2.4 | -115.9 | 0 | 14.5 | 277.7 | 295.8 | 290.2 | 1.1 | 0
17:00 | -6.1 | -104 | 0 | 0.3 | 277.1 | 296.2 | 289.9 | 0 | 0
18:00 | -15.1 | -92.3 | 0 | 0 | 276.7 | 295.7 | 289.6 | 0.6 | 0
19:00 | -24.2 | -80.2 | 0 | 0 | 276.3 | 295.9 | 289.6 | 0.2 | 0
20:00 | -32.9 | -66.9 | 0 | 0 | 276 | 296.2 | 289.7 | 0 | 0
21:00 | -40.8 | -51.4 | 0 | 0 | 275.7 | 296.1 | 289.7 | 0.3 | 0
22:00 | -46.9 | -33 | 0 | 0 | 275.5 | 296 | 289.3 | 0.5 | 0
23:00 | -50.4 | -11.4 | 0 | 0 | 275.4 | 296.2 | 289.5 | 0 | 0
March
| solar | solar | direct | diffuse | outdoor | indoor | window | heating | blinds
| altitude | azimuth | radiation | radiation | temp. | temp. | temp. | load | closed
| (degrees) | (degrees) | (W-h/m2) | (W-h/m2) | (K) | (K) | (K) | (W-h/m2) | (% time)
midnight | -39 | 9.6 | 0 | 0 | 276.9 | 294.1 | 288.5 | 129.3 | 0
1:00 | -36 | 28.2 | 0 | 0 | 276.8 | 294.1 | 288.5 | 133 | 0
2:00 | -30.6 | 45 | 0 | 0 | 276.7 | 294.1 | 288.4 | 137.2 | 0
3:00 | -23.4 | 59.7 | 0 | 0 | 276.5 | 294.1 | 288.4 | 129.8 | 0
4:00 | -15 | 72.9 | 0 | 0 | 276.3 | 294.1 | 288.3 | 131.1 | 0
5:00 | -6.1 | 85.2 | 0 | 0 | 276.4 | 294.1 | 288.3 | 125.8 | 0
6:00 | 2.9 | 97.1 | 0 | 4.1 | 276.6 | 294.1 | 288.4 | 118.2 | 0
7:00 | 11.8 | 109.3 | 0 | 24.9 | 276.9 | 294.1 | 288.8 | 114.3 | 0
8:00 | 20 | 122.4 | 0 | 48.1 | 277.4 | 296.3 | 290.2 | 0.9 | 0
9:00 | 27 | 136.9 | 0 | 66.7 | 278 | 296 | 290.7 | 1.8 | 0
10:00 | 32.2 | 153.1 | 0 | 85.8 | 278.8 | 295.7 | 291.5 | 2.1 | 0
11:00 | 35.1 | 170.8 | 0 | 100 | 279.8 | 296.1 | 291.8 | 2 | 0
noon | 35.1 | -170.8 | 0 | 101.7 | 280.5 | 296.1 | 292 | 2 | 0
13:00 | 32.2 | -153.1 | 0 | 93 | 281.2 | 296.1 | 292.3 | 1.6 | 0
14:00 | 27 | -136.9 | 0 | 79.8 | 281.5 | 296.1 | 292.1 | 1.5 | 0
15:00 | 20 | -122.4 | 0 | 58.9 | 281.4 | 296.1 | 291.8 | 1.3 | 0
16:00 | 11.8 | -109.3 | 0 | 34.5 | 280.9 | 296.2 | 291.3 | 1.4 | 0
17:00 | 2.9 | -97.1 | 0 | 15.4 | 280.1 | 295.9 | 290.9 | 1 | 0
18:00 | -6.1 | -85.2 | 0 | 0 | 279.4 | 296.2 | 290.7 | 0.2 | 0
19:00 | -15 | -72.9 | 0 | 0 | 278.7 | 295.6 | 290.2 | 0.7 | 0
20:00 | -23.4 | -59.7 | 0 | 0 | 278.2 | 295.9 | 290.1 | 0.4 | 0
21:00 | -30.6 | -45 | 0 | 0 | 277.8 | 295.8 | 289.9 | 0.4 | 0
22:00 | -36 | -28.2 | 0 | 0 | 277.3 | 295.8 | 289.9 | 0.6 | 0
23:00 | -39 | -9.6 | 0 | 0 | 277.1 | 295.7 | 289.6 | 0.7 | 0
April
| solar | solar | direct | diffuse | outdoor | indoor | window | heating | blinds
| altitude | azimuth | radiation | radiation | temp. | temp. | temp. | load | closed
| (degrees) | (degrees) | (W-h/m2) | (W-h/m2) | (K) | (K) | (K) | (W-h/m2) | (% time)
midnight | -27.1 | 8.3 | 0 | 0 | 278.5 | 294.1 | 289 | 106.2 | 0
1:00 | -24.5 | 24.4 | 0 | 0 | 278.2 | 294.1 | 288.9 | 104.4 | 0
2:00 | -19.7 | 39.5 | 0 | 0 | 278 | 294.1 | 288.9 | 106.1 | 0
3:00 | -13.1 | 53.3 | 0 | 0 | 277.7 | 294.1 | 288.8 | 108.1 | 0
4:00 | -5.2 | 66 | 0 | 0 | 277.4 | 294.1 | 288.7 | 107.2 | 0
5:00 | 3.4 | 78 | 3 | 8 | 277.6 | 294.1 | 288.8 | 105.8 | 0
6:00 | 12.4 | 89.8 | 0.4 | 33.9 | 278.1 | 294.1 | 289.2 | 108.2 | 0
7:00 | 21.5 | 102 | 0 | 60.7 | 278.8 | 294.1 | 289.8 | 103.9 | 0
8:00 | 30.1 | 115.3 | 0 | 79.7 | 279.5 | 295.7 | 291.6 | 1.7 | 0
9:00 | 37.7 | 130.6 | 0 | 102.3 | 280.6 | 296.1 | 292 | 2.4 | 0
10:00 | 43.7 | 148.5 | 0 | 121.4 | 281.5 | 295.5 | 292.4 | 2.5 | 0
11:00 | 47 | 169.1 | 0 | 133.9 | 282.5 | 296 | 293.1 | 1.9 | 0
noon | 47 | -169.1 | 0 | 135.6 | 283.5 | 296.1 | 293.4 | 1.6 | 0
13:00 | 43.7 | -148.5 | 0 | 127.4 | 284.2 | 296.1 | 293.4 | 1.3 | 0
14:00 | 37.7 | -130.6 | 0 | 116.3 | 284.7 | 296.2 | 293.5 | 1.1 | 0
15:00 | 30.1 | -115.3 | 0 | 86.8 | 285 | 296 | 293.4 | 0.9 | 0
16:00 | 21.5 | -102 | 0 | 66.8 | 284.7 | 296.3 | 293 | 0.8 | 0
17:00 | 12.4 | -89.8 | 0.5 | 41.3 | 283.9 | 296.3 | 292.3 | 1 | 0
18:00 | 3.4 | -78 | 12.3 | 16.4 | 283 | 296 | 291.9 | 0.9 | 0
19:00 | -5.2 | -66 | 0 | 0 | 282 | 296 | 291 | 0.5 | 0
20:00 | -13.1 | -53.3 | 0 | 0 | 281 | 296.2 | 291.1 | 0.5 | 0
21:00 | -19.7 | -39.5 | 0 | 0 | 280 | 295.9 | 290.9 | 0.7 | 0
22:00 | -24.5 | -24.4 | 0 | 0 | 279.3 | 296.2 | 290.5 | 0.4 | 0
23:00 | -27.1 | -8.3 | 0 | 0 | 278.6 | 296 | 290.2 | 0.4 | 0
May
| solar | solar | direct | diffuse | outdoor | indoor | window | heating | blinds
| altitude | azimuth | radiation | radiation | temp. | temp. | temp. | load | closed
| (degrees) | (degrees) | (W-h/m2) | (W-h/m2) | (K) | (K) | (K) | (W-h/m2) | (% time)
midnight | -17.9 | 7.4 | 0 | 0 | 281 | 294.1 | 289.8 | 76.2 | 0
1:00 | -15.5 | 22 | 0 | 0 | 280.8 | 294.1 | 289.7 | 77 | 0
2:00 | -11.1 | 35.8 | 0 | 0 | 280.5 | 294.1 | 289.7 | 77.5 | 0
3:00 | -5 | 48.7 | 0 | 0 | 280.2 | 294.1 | 289.5 | 76.2 | 0
4:00 | 2.4 | 60.8 | 12.8 | 10.9 | 280.2 | 294.1 | 289.8 | 77.6 | 0
5:00 | 10.7 | 72.3 | 41.5 | 40.6 | 280.5 | 294.1 | 290.5 | 75.6 | 0
6:00 | 19.6 | 83.7 | 18 | 62.9 | 280.9 | 294.1 | 290.6 | 75.7 | 0
7:00 | 28.7 | 95.6 | 0 | 84.8 | 281.8 | 294.1 | 291 | 66.6 | 0
8:00 | 37.6 | 108.8 | 0 | 101.3 | 282.7 | 296.2 | 292.4 | 0.9 | 0
9:00 | 45.8 | 124.4 | 0 | 131.7 | 283.7 | 296 | 293.5 | 1.3 | 0
10:00 | 52.4 | 143.6 | 0 | 145.9 | 284.8 | 295.9 | 293.9 | 1.1 | 0
11:00 | 56.2 | 167.2 | 0 | 152.2 | 285.8 | 296 | 294.4 | 0.6 | 0
noon | 56.2 | -167.2 | 0 | 145.7 | 286.8 | 296.3 | 294.8 | 0.5 | 0
13:00 | 52.4 | -143.6 | 0 | 137.1 | 287.6 | 296.5 | 294.9 | 0.4 | 0
14:00 | 45.8 | -124.4 | 0 | 134.2 | 288 | 296.5 | 295 | 0.4 | 0
15:00 | 37.6 | -108.8 | 0 | 116.3 | 288 | 296.5 | 294.8 | 0.3 | 0
16:00 | 28.7 | -95.6 | 0 | 97.6 | 287.9 | 296.2 | 294.6 | 0.3 | 0
17:00 | 19.6 | -83.7 | 19 | 74.3 | 287.3 | 296 | 294 | 0.3 | 0
18:00 | 10.7 | -72.3 | 47.9 | 48.7 | 286.3 | 295.9 | 293.8 | 0.3 | 0
19:00 | 2.4 | -60.8 | 25.2 | 18.1 | 285.1 | 296.1 | 293 | 0.3 | 0
20:00 | -5 | -48.7 | 0 | 0 | 284 | 296.2 | 292.1 | 0.1 | 0
21:00 | -11.1 | -35.8 | 0 | 0 | 283.1 | 296.1 | 291.7 | 0.3 | 0
22:00 | -15.5 | -22 | 0 | 0 | 282.3 | 296.3 | 291.4 | 0.4 | 0
23:00 | -17.9 | -7.4 | 0 | 0 | 281.5 | 296.1 | 291 | 0.4 | 0
June
| solar | solar | direct | diffuse | outdoor | indoor | window | heating | blinds
| altitude | azimuth | radiation | radiation | temp. | temp. | temp. | load | closed
| (degrees) | (degrees) | (W-h/m2) | (W-h/m2) | (K) | (K) | (K) | (W-h/m2) | (% time)
midnight | -13.8 | 7 | 0 | 0 | 284.5 | 294.1 | 290.9 | 43.2 | 0
1:00 | -11.6 | 21 | 0 | 0 | 284.2 | 294.1 | 290.9 | 42.3 | 0
2:00 | -7.3 | 34.3 | 0 | 0 | 283.9 | 294.1 | 290.7 | 39.1 | 0
3:00 | -1.4 | 46.7 | 0 | 0 | 283.6 | 294.1 | 290.6 | 38 | 0
4:00 | 5.8 | 58.4 | 47 | 27.4 | 283.7 | 294.3 | 291.6 | 38.4 | 0
5:00 | 14 | 69.7 | 54.6 | 52.4 | 284.2 | 294.3 | 292.1 | 37.7 | 0
6:00 | 22.8 | 80.8 | 26.7 | 76.8 | 284.6 | 294.4 | 292.1 | 38.5 | 0
7:00 | 31.9 | 92.5 | 0 | 90.6 | 285.2 | 294.4 | 292.3 | 37.3 | 0
8:00 | 40.9 | 105.5 | 0 | 104.6 | 286.2 | 296.3 | 294 | 0.3 | 0
9:00 | 49.2 | 121 | 0 | 130.5 | 287.2 | 296.5 | 294.7 | 0.2 | 0
10:00 | 56.1 | 140.8 | 0 | 140.9 | 288.1 | 296.6 | 295.4 | 0.2 | 0
11:00 | 60.2 | 166 | 0 | 149.1 | 289.1 | 297.2 | 296.1 | 0.2 | 0
noon | 60.2 | -166 | 0 | 150.4 | 290 | 297.9 | 296.6 | 0.1 | 0
13:00 | 56.1 | -140.8 | 0 | 149.6 | 290.6 | 298 | 297.2 | 0 | 0
14:00 | 49.2 | -121 | 0 | 133.5 | 291 | 297.6 | 297 | 0 | 0
15:00 | 40.9 | -105.5 | 0 | 111.8 | 291.1 | 297.4 | 296.7 | 0 | 0
16:00 | 31.9 | -92.5 | 0 | 113.1 | 290.9 | 297.3 | 296.4 | 0 | 0
17:00 | 22.8 | -80.8 | 25.1 | 93.4 | 290.2 | 297.1 | 296.1 | 0.2 | 0
18:00 | 14 | -69.7 | 50.8 | 67.2 | 289.3 | 296.9 | 295.5 | 0.3 | 0
19:00 | 5.8 | -58.4 | 47.8 | 41 | 288.3 | 296.8 | 294.7 | 0.2 | 0
20:00 | -1.4 | -46.7 | 0 | 0 | 287.4 | 296.3 | 293.5 | 0.1 | 0
21:00 | -7.3 | -34.3 | 0 | 0 | 286.4 | 296.1 | 293 | 0.1 | 0
22:00 | -11.6 | -21 | 0 | 0 | 285.7 | 295.8 | 292.6 | 0.2 | 0
23:00 | -13.8 | -7 | 0 | 0 | 284.8 | 296 | 292.3 | 0.2 | 0
July
| solar | solar | direct | diffuse | outdoor | indoor | window | heating | blinds
| altitude | azimuth | radiation | radiation | temp. | temp. | temp. | load | closed
| (degrees) | (degrees) | (W-h/m2) | (W-h/m2) | (K) | (K) | (K) | (W-h/m2) | (% time)
midnight | -15.9 | 7.2 | 0 | 0 | 286.4 | 294.6 | 292 | 16.2 | 0
1:00 | -13.7 | 21.5 | 0 | 0 | 286.1 | 294.2 | 291.5 | 19.8 | 0
2:00 | -9.3 | 35.1 | 0 | 0 | 285.6 | 294.1 | 291.3 | 20.3 | 0
3:00 | -3.3 | 47.8 | 0 | 0 | 285.3 | 294.1 | 291.2 | 18.8 | 0
4:00 | 4 | 59.7 | 7.4 | 13.9 | 285.5 | 294.2 | 291.6 | 19.7 | 0
5:00 | 12.3 | 71 | 22.1 | 43.4 | 285.8 | 294.8 | 292.5 | 16.5 | 0
6:00 | 21.1 | 82.3 | 12.9 | 72.5 | 286.4 | 295.5 | 293.3 | 16.4 | 0
7:00 | 30.2 | 94.1 | 0 | 90.2 | 286.8 | 295.8 | 293.8 | 14.2 | 0
8:00 | 39.2 | 107.3 | 0 | 107.5 | 287.6 | 296.9 | 295.1 | 0.1 | 0
9:00 | 47.4 | 122.8 | 0 | 130 | 288.7 | 297.2 | 295.7 | 0 | 0
10:00 | 54.2 | 142.4 | 0 | 152.9 | 289.7 | 297.3 | 296.4 | 0 | 0
11:00 | 58.1 | 166.6 | 0 | 166.1 | 290.7 | 297.6 | 297 | 0 | 0
noon | 58.1 | -166.6 | 0 | 174.3 | 291.7 | 297.8 | 297.6 | 0 | 0
13:00 | 54.2 | -142.4 | 0 | 161.4 | 292.5 | 298 | 297.9 | 0 | 0
14:00 | 47.4 | -122.8 | 0 | 145.3 | 292.9 | 297.7 | 297.6 | 0 | 0
15:00 | 39.2 | -107.3 | 0 | 120.5 | 293 | 297.4 | 297.3 | 0 | 0
16:00 | 30.2 | -94.1 | 0 | 114.7 | 292.8 | 297.4 | 297.2 | 0 | 0
17:00 | 21.1 | -82.3 | 18.9 | 91.1 | 292.4 | 297.3 | 296.8 | 0 | 0
18:00 | 12.3 | -71 | 59.5 | 68.5 | 291.5 | 297.6 | 296.8 | 0 | 0
19:00 | 4 | -59.7 | 57.7 | 35.1 | 290.4 | 297.5 | 296.2 | 0 | 0
20:00 | -3.3 | -47.8 | 0 | 0 | 289.3 | 297.1 | 294.5 | 0 | 0
21:00 | -9.3 | -35.1 | 0 | 0 | 288.4 | 297.1 | 294.1 | 0 | 0
22:00 | -13.7 | -21.5 | 0 | 0 | 287.5 | 297.1 | 293.8 | 0 | 0
23:00 | -15.9 | -7.2 | 0 | 0 | 286.8 | 296.9 | 293.5 | 0 | 0
August
| solar | solar | direct | diffuse | outdoor | indoor | window | heating | blinds
| altitude | azimuth | radiation | radiation | temp. | temp. | temp. | load | closed
| (degrees) | (degrees) | (W-h/m2) | (W-h/m2) | (K) | (K) | (K) | (W-h/m2) | (% time)
midnight | -23.7 | 7.9 | 0 | 0 | 286.4 | 294.5 | 291.9 | 14.4 | 0
1:00 | -21.3 | 23.5 | 0 | 0 | 286 | 294.2 | 291.5 | 15.7 | 0
2:00 | -16.6 | 38.1 | 0 | 0 | 285.9 | 294.2 | 291.4 | 17.4 | 0
3:00 | -10.1 | 51.6 | 0 | 0 | 285.4 | 294.1 | 291.2 | 18.7 | 0
4:00 | -2.4 | 64.1 | 0 | 0 | 285.1 | 294.1 | 291.1 | 20.9 | 0
5:00 | 6 | 75.9 | 12.7 | 19 | 285.3 | 294.4 | 291.6 | 19.4 | 0
6:00 | 15.1 | 87.6 | 5.8 | 45.6 | 285.9 | 294.9 | 292.4 | 17.8 | 0
7:00 | 24.2 | 99.7 | 0 | 76 | 286.5 | 295.5 | 293.3 | 17.6 | 0
8:00 | 32.9 | 113.1 | 0 | 96.4 | 287.3 | 296.9 | 294.7 | 0 | 0
9:00 | 40.7 | 128.5 | 0 | 119 | 288.2 | 297.1 | 295.3 | 0 | 0
10:00 | 46.9 | 146.9 | 0 | 144.3 | 289.3 | 296.8 | 296.1 | 0 | 0
11:00 | 50.3 | 168.5 | 0 | 156.9 | 290.4 | 297.4 | 296.6 | 0 | 0
noon | 50.3 | -168.5 | 0 | 169.1 | 291.3 | 297.6 | 297.3 | 0 | 0
13:00 | 46.9 | -146.9 | 0 | 150.2 | 292 | 297.8 | 297.5 | 0 | 0
14:00 | 40.7 | -128.5 | 0 | 130.8 | 292.5 | 297.7 | 297.4 | 0 | 0
15:00 | 32.9 | -113.1 | 0 | 103.7 | 292.6 | 297.7 | 297.2 | 0 | 0
16:00 | 24.2 | -99.7 | 0 | 76.7 | 292.2 | 297.5 | 296.7 | 0 | 0
17:00 | 15.1 | -87.6 | 6.3 | 56.4 | 291.7 | 297.5 | 296.1 | 0 | 0
18:00 | 6 | -75.9 | 24.9 | 35.1 | 290.9 | 297.3 | 295.9 | 0 | 0
19:00 | -2.4 | -64.1 | 0 | 6 | 289.9 | 297.2 | 294.8 | 0 | 0
20:00 | -10.1 | -51.6 | 0 | 0 | 289 | 297.1 | 294.3 | 0 | 0
21:00 | -16.6 | -38.1 | 0 | 0 | 288.1 | 296.9 | 294.1 | 0 | 0
22:00 | -21.3 | -23.5 | 0 | 0 | 287.3 | 296.5 | 293.6 | 0 | 0
23:00 | -23.7 | -7.9 | 0 | 0 | 286.6 | 296.7 | 293.4 | 0 | 0
September
| solar | solar | direct | diffuse | outdoor | indoor | window | heating | blinds
| altitude | azimuth | radiation | radiation | temp. | temp. | temp. | load | closed
| (degrees) | (degrees) | (W-h/m2) | (W-h/m2) | (K) | (K) | (K) | (W-h/m2) | (% time)
midnight | -35.1 | 9.1 | 0 | 0 | 284.9 | 294.6 | 291.4 | 42.8 | 0
1:00 | -32.3 | 26.9 | 0 | 0 | 284.8 | 294.3 | 291.2 | 43.3 | 0
2:00 | -27.1 | 43.1 | 0 | 0 | 284.5 | 294.2 | 291 | 42.8 | 0
3:00 | -20 | 57.5 | 0 | 0 | 284.3 | 294.1 | 290.9 | 42.3 | 0
4:00 | -11.8 | 70.6 | 0 | 0 | 284.1 | 294.1 | 290.8 | 43 | 0
5:00 | -3 | 82.8 | 0 | 0.3 | 284 | 294.1 | 290.8 | 45.1 | 0
6:00 | 6 | 94.7 | 0 | 19.9 | 284.3 | 294.2 | 291.1 | 42.5 | 0
7:00 | 15 | 107 | 0 | 44.4 | 284.7 | 294.7 | 291.8 | 37.3 | 0
8:00 | 23.3 | 120.2 | 0 | 67.9 | 285.4 | 297.1 | 293.8 | 0.3 | 0
9:00 | 30.6 | 135 | 0 | 89.9 | 286.1 | 296.9 | 294.3 | 0.6 | 0
10:00 | 36 | 151.7 | 0 | 104.9 | 286.8 | 296.8 | 294.6 | 0.3 | 0
11:00 | 39 | 170.3 | 0 | 105.9 | 287.6 | 296.9 | 295 | 0.2 | 0
noon | 39 | -170.3 | 0 | 104.9 | 288.3 | 297 | 295.4 | 0.2 | 0
13:00 | 36 | -151.7 | 0 | 101.4 | 288.9 | 297.3 | 295.6 | 0.2 | 0
14:00 | 30.6 | -135 | 0 | 92.6 | 289.4 | 297.1 | 295.5 | 0.1 | 0
15:00 | 23.3 | -120.2 | 0 | 73.2 | 289.5 | 297.2 | 295.4 | 0.1 | 0
16:00 | 15 | -107 | 0 | 44.6 | 289.3 | 297 | 294.9 | 0.1 | 0
17:00 | 6 | -94.7 | 0 | 23.9 | 288.6 | 296.8 | 294.4 | 0.1 | 0
18:00 | -3 | -82.8 | 0 | 2.4 | 287.8 | 296.8 | 293.9 | 0 | 0
19:00 | -11.8 | -70.6 | 0 | 0 | 287.1 | 296.8 | 293.6 | 0.2 | 0
20:00 | -20 | -57.5 | 0 | 0 | 286.5 | 296.7 | 293.3 | 0.2 | 0
21:00 | -27.1 | -43.1 | 0 | 0 | 285.9 | 296.6 | 293.1 | 0.2 | 0
22:00 | -32.3 | -26.9 | 0 | 0 | 285.3 | 296.6 | 293 | 0.3 | 0
23:00 | -35.1 | -9.1 | 0 | 0 | 285 | 296.6 | 292.9 | 0.2 | 0
October
| solar | solar | direct | diffuse | outdoor | indoor | window | heating | blinds
| altitude | azimuth | radiation | radiation | temp. | temp. | temp. | load | closed
| (degrees) | (degrees) | (W-h/m2) | (W-h/m2) | (K) | (K) | (K) | (W-h/m2) | (% time)
midnight | -47 | 10.8 | 0 | 0 | 282.1 | 294.1 | 290.2 | 58.6 | 0
1:00 | -43.7 | 31.4 | 0 | 0 | 282.1 | 294.1 | 290.2 | 57.8 | 0
2:00 | -37.8 | 49.3 | 0 | 0 | 282 | 294.1 | 290.1 | 59.3 | 0
3:00 | -30.1 | 64.6 | 0 | 0 | 281.8 | 294.1 | 290.1 | 60.2 | 0
4:00 | -21.5 | 78 | 0 | 0 | 281.8 | 294.1 | 290.1 | 61.7 | 0
5:00 | -12.4 | 90.2 | 0 | 0 | 281.7 | 294.1 | 290 | 66.4 | 0
6:00 | -3.4 | 102 | 0 | 0.8 | 281.8 | 294.1 | 290.1 | 67.1 | 0
7:00 | 5.2 | 114 | 0 | 16.8 | 282.2 | 294.1 | 290.4 | 65.3 | 0
8:00 | 13 | 126.6 | 0 | 37.6 | 282.6 | 296.2 | 292.3 | 0.3 | 0
9:00 | 19.7 | 140.4 | 0 | 61.3 | 283.3 | 296.4 | 292.4 | 0.9 | 0
10:00 | 24.5 | 155.5 | 0 | 70.4 | 283.9 | 296 | 293 | 0.9 | 0
11:00 | 27.1 | 171.7 | 0 | 81.3 | 284.6 | 296.3 | 293 | 0.7 | 0
noon | 27.1 | -171.7 | 0 | 79 | 285.1 | 296.2 | 293.5 | 0.8 | 0
13:00 | 24.5 | -155.5 | 0 | 65.6 | 285.4 | 296.2 | 293.3 | 0.6 | 0
14:00 | 19.7 | -140.4 | 0 | 49.7 | 285.5 | 296.1 | 293 | 0.7 | 0
15:00 | 13 | -126.6 | 0 | 33.4 | 285.3 | 296.1 | 292.8 | 0.4 | 0
16:00 | 5.2 | -114 | 0 | 14.6 | 284.7 | 296.1 | 292.5 | 0.3 | 0
17:00 | -3.4 | -102 | 0 | 0.4 | 284.1 | 296.1 | 292 | 0.4 | 0
18:00 | -12.4 | -90.2 | 0 | 0 | 283.5 | 295.9 | 292.2 | 0.4 | 0
19:00 | -21.5 | -78 | 0 | 0 | 283.1 | 296.3 | 291.7 | 0.2 | 0
20:00 | -30.1 | -64.6 | 0 | 0 | 282.8 | 296.2 | 291.8 | 0.3 | 0
21:00 | -37.8 | -49.3 | 0 | 0 | 282.5 | 296.4 | 291.7 | 0.2 | 0
22:00 | -43.7 | -31.4 | 0 | 0 | 282.4 | 296 | 291.5 | 0.4 | 0
23:00 | -47 | -10.8 | 0 | 0 | 282.2 | 296.3 | 291.6 | 0.1 | 0
November
| solar | solar | direct | diffuse | outdoor | indoor | window | heating | blinds
| altitude | azimuth | radiation | radiation | temp. | temp. | temp. | load | closed
| (degrees) | (degrees) | (W-h/m2) | (W-h/m2) | (K) | (K) | (K) | (W-h/m2) | (% time)
midnight | -56.2 | 12.8 | 0 | 0 | 278.9 | 294.1 | 289.1 | 104.4 | 0
1:00 | -52.4 | 36.3 | 0 | 0 | 278.8 | 294.1 | 289.1 | 105.2 | 0
2:00 | -45.8 | 55.6 | 0 | 0 | 278.6 | 294.1 | 289.1 | 111.4 | 0
3:00 | -37.7 | 71.1 | 0 | 0 | 278.5 | 294.1 | 289 | 107.8 | 0
4:00 | -28.8 | 84.3 | 0 | 0 | 278.4 | 294.1 | 289 | 103.7 | 0
5:00 | -19.7 | 96.2 | 0 | 0 | 278.4 | 294.1 | 289 | 107.2 | 0
6:00 | -10.7 | 107.7 | 0 | 0 | 278.3 | 294.1 | 289 | 107.5 | 0
7:00 | -2.4 | 119.2 | 0 | 1 | 278.2 | 294.1 | 288.9 | 108.1 | 0
8:00 | 5 | 131.2 | 0 | 16 | 278.4 | 295.8 | 290.5 | 0.1 | 0
9:00 | 11.1 | 144.1 | 0 | 30.1 | 278.8 | 295.7 | 290.9 | 1.2 | 0
10:00 | 15.5 | 157.9 | 0 | 45.9 | 279.2 | 295.9 | 291 | 1.4 | 0
11:00 | 17.8 | 172.5 | 0 | 57.8 | 279.7 | 295.8 | 291.3 | 1.5 | 0
noon | 17.8 | -172.5 | 0 | 55.3 | 280.1 | 295.6 | 291.5 | 1.5 | 0
13:00 | 15.5 | -157.9 | 0 | 47.3 | 280.3 | 296 | 291.2 | 1.1 | 0
14:00 | 11.1 | -144.1 | 0 | 30.2 | 280.4 | 295.9 | 291.1 | 1.1 | 0
15:00 | 5 | -131.2 | 0 | 12.9 | 280.2 | 296.2 | 290.9 | 0.7 | 0
16:00 | -2.4 | -119.2 | 0 | 0 | 280 | 296.1 | 290.8 | 0.3 | 0
17:00 | -10.7 | -107.7 | 0 | 0 | 279.7 | 296.1 | 290.7 | 0.3 | 0
18:00 | -19.7 | -96.2 | 0 | 0 | 279.6 | 295.9 | 290.8 | 0.4 | 0
19:00 | -28.8 | -84.3 | 0 | 0 | 279.4 | 296.1 | 290.7 | 0.1 | 0
20:00 | -37.7 | -71.1 | 0 | 0 | 279.4 | 296 | 290.6 | 0.3 | 0
21:00 | -45.8 | -55.6 | 0 | 0 | 279.2 | 295.9 | 290.5 | 0.1 | 0
22:00 | -52.4 | -36.3 | 0 | 0 | 279 | 296 | 290.4 | 0.3 | 0
23:00 | -56.2 | -12.8 | 0 | 0 | 278.8 | 296.2 | 290.5 | 0.1 | 0
December
| solar | solar | direct | diffuse | outdoor | indoor | window | heating | blinds
| altitude | azimuth | radiation | radiation | temp. | temp. | temp. | load | closed
| (degrees) | (degrees) | (W-h/m2) | (W-h/m2) | (K) | (K) | (K) | (W-h/m2) | (% time)
midnight | -60.2 | 13.9 | 0 | 0 | 276.9 | 294.1 | 288.5 | 109.7 | 0
1:00 | -56.1 | 39.1 | 0 | 0 | 276.8 | 294.1 | 288.5 | 113.4 | 0
2:00 | -49.2 | 58.9 | 0 | 0 | 276.8 | 294.1 | 288.5 | 113.8 | 0
3:00 | -40.9 | 74.4 | 0 | 0 | 276.8 | 294.1 | 288.5 | 113.8 | 0
4:00 | -31.9 | 87.4 | 0 | 0 | 276.9 | 294.1 | 288.5 | 111.1 | 0
5:00 | -22.8 | 99.1 | 0 | 0 | 277 | 294.1 | 288.5 | 114.1 | 0
6:00 | -14 | 110.2 | 0 | 0 | 276.9 | 294.1 | 288.5 | 111.3 | 0
7:00 | -5.8 | 121.5 | 0 | 0 | 276.9 | 294.1 | 288.5 | 108.5 | 0
8:00 | 1.4 | 133.2 | 0 | 1.8 | 277.1 | 295.4 | 289.3 | 0 | 0
9:00 | 7.3 | 145.7 | 0 | 14.9 | 277.3 | 295.8 | 289.9 | 0.6 | 0
10:00 | 11.6 | 158.9 | 0 | 28.6 | 277.7 | 295.7 | 290.3 | 1.6 | 0
11:00 | 13.8 | 172.9 | 0 | 36.8 | 277.9 | 295.7 | 290.6 | 1.1 | 0
noon | 13.8 | -172.9 | 0 | 37.9 | 278.2 | 295.8 | 290.5 | 1.7 | 0
13:00 | 11.6 | -158.9 | 0 | 29 | 278.4 | 296.1 | 290.5 | 1 | 0
14:00 | 7.3 | -145.7 | 0 | 18.1 | 278.3 | 296 | 290.6 | 1 | 0
15:00 | 1.4 | -133.2 | 0 | 4.7 | 278.2 | 295.9 | 290.1 | 0.5 | 0
16:00 | -5.8 | -121.5 | 0 | 0 | 277.8 | 296 | 290 | 0.3 | 0
17:00 | -14 | -110.2 | 0 | 0 | 277.7 | 295.7 | 289.9 | 0.4 | 0
18:00 | -22.8 | -99.1 | 0 | 0 | 277.5 | 296 | 290.1 | 0.3 | 0
19:00 | -31.9 | -87.4 | 0 | 0 | 277.5 | 295.9 | 289.8 | 0.4 | 0
20:00 | -40.9 | -74.4 | 0 | 0 | 277.3 | 296.1 | 290 | 0.2 | 0
21:00 | -49.2 | -58.9 | 0 | 0 | 277.1 | 296.2 | 290 | 0.3 | 0
22:00 | -56.1 | -39.1 | 0 | 0 | 277.1 | 296.2 | 289.9 | 0.2 | 0
23:00 | -60.2 | -13.9 | 0 | 0 | 277 | 295.9 | 289.7 | 0.6 | 0

## Sheet86
Scenario Three (red)
Tue Dec 03 2019 23:40:40 GMT+0000 (Greenwich Mean Time)
Setup Information:
Building
Location | UK - London
Building length, side A | N/A
Building length, side B | N/A
Simulation Type
Simulation Type | one_sided
Window Description
Typology | dgu_nb
Glazing Type | clear
Window Area | 86%
Wall Description
Insulation R-Value | 99999999.9 m2-K/W
Occupancy
Type | Low-rise Residential
Occupancy Load | 0.000 people per m2
Lighting Requirements | 400 lux
Equipment Load | 0.00 W/m2
Room Ventilation
Air Change Rate per Occupant | 15.0 liters / sec per person
Total Air Change Rate | 0.0 roomfuls per hour
Lighting Control
Lighting Control | lights do not respond to daylight: all lights fully on while building is occupied
Representative Room
Orientation | north
Room Depth | 27 m
Room Width | 5 m
Room Height | 2.2 m
Thermal Mass
Thermal Mass | none
Overhang
Overhang Depth | 0 m
Roof
Roof Type | adiabatic roof
Simulation Results:
Primary Energy Use and CO2 Emissions
| heating | cooling | lighting | total | CO2
| energy | energy | energy | energy | emissions
| (kWh/m2) | (kWh/m2) | (kWh/m2) | (kWh/m2) | (kg/m2)
January | 33.4 | 0 | 7.3 | 40.7 | 8.1
February | 28 | 0 | 6.6 | 34.6 | 6.9
March | 32.1 | 0 | 7.3 | 39.4 | 7.9
April | 26.1 | 0 | 7.1 | 33.2 | 6.6
May | 18.9 | 0 | 7.3 | 26.2 | 5.2
June | 9.5 | 0 | 7.1 | 16.6 | 3.3
July | 4.4 | 0 | 7.3 | 11.7 | 2.3
August | 4.4 | 0 | 7.3 | 11.7 | 2.3
September | 10.3 | 0 | 7.1 | 17.4 | 3.5
October | 15.6 | 0 | 7.3 | 22.9 | 4.6
November | 26 | 0 | 7.1 | 33.1 | 6.6
December | 28.1 | 0 | 7.3 | 35.4 | 7.1
Total | 236.8 | 0 | 86.1 | 322.9 | 64.6 | yearly energy
January
| solar | solar | direct | diffuse | outdoor | indoor | window | heating | blinds
| altitude | azimuth | radiation | radiation | temp. | temp. | temp. | load | closed
| (degrees) | (degrees) | (W-h/m2) | (W-h/m2) | (K) | (K) | (K) | (W-h/m2) | (% time)
midnight | -58.1 | 13.3 | 0 | 0 | 275.9 | 294.1 | 288.2 | 137 | 0
1:00 | -54.2 | 37.6 | 0 | 0 | 275.8 | 294.1 | 288.2 | 136.4 | 0
2:00 | -47.5 | 57.1 | 0 | 0 | 275.8 | 294.1 | 288.2 | 134.9 | 0
3:00 | -39.2 | 72.7 | 0 | 0 | 275.7 | 294.1 | 288.1 | 130.8 | 0
4:00 | -30.2 | 85.8 | 0 | 0 | 275.6 | 294.1 | 288.1 | 133.5 | 0
5:00 | -21.1 | 97.6 | 0 | 0 | 275.6 | 294.1 | 288.1 | 133.3 | 0
6:00 | -12.3 | 108.9 | 0 | 0 | 275.5 | 294.1 | 288.1 | 131 | 0
7:00 | -4 | 120.3 | 0 | 0 | 275.5 | 294.1 | 288.1 | 129.8 | 0
8:00 | 3.3 | 132.2 | 0 | 5.1 | 275.7 | 295.2 | 288.8 | 0 | 0
9:00 | 9.3 | 144.9 | 0 | 20.2 | 276.1 | 296.3 | 289.7 | 0.4 | 0
10:00 | 13.6 | 158.4 | 0 | 34.6 | 276.5 | 296.1 | 289.9 | 1.6 | 0
11:00 | 15.9 | 172.7 | 0 | 40.5 | 276.7 | 295.8 | 290.1 | 1.6 | 0
noon | 15.9 | -172.7 | 0 | 42.7 | 277.2 | 295.7 | 290.3 | 1.8 | 0
13:00 | 13.6 | -158.4 | 0 | 38.1 | 277.6 | 295.9 | 290.4 | 1.5 | 0
14:00 | 9.3 | -144.9 | 0 | 26.7 | 277.5 | 296.2 | 290.2 | 0.9 | 0
15:00 | 3.3 | -132.2 | 0 | 13.2 | 277.3 | 296 | 290 | 0.9 | 0
16:00 | -4 | -120.3 | 0 | 0.6 | 277 | 296 | 289.8 | 0.2 | 0
17:00 | -12.3 | -108.9 | 0 | 0 | 276.8 | 296 | 289.8 | 0.4 | 0
18:00 | -21.1 | -97.6 | 0 | 0 | 276.5 | 295.9 | 289.7 | 0.2 | 0
19:00 | -30.2 | -85.8 | 0 | 0 | 276.3 | 296.1 | 289.6 | 0.3 | 0
20:00 | -39.2 | -72.7 | 0 | 0 | 276.1 | 296.1 | 289.6 | 0.2 | 0
21:00 | -47.5 | -57.1 | 0 | 0 | 276.1 | 295.8 | 289.6 | 0.4 | 0
22:00 | -54.2 | -37.6 | 0 | 0 | 276 | 296 | 289.5 | 0.1 | 0
23:00 | -58.1 | -13.3 | 0 | 0 | 275.9 | 296 | 289.5 | 0.2 | 0
February
| solar | solar | direct | diffuse | outdoor | indoor | window | heating | blinds
| altitude | azimuth | radiation | radiation | temp. | temp. | temp. | load | closed
| (degrees) | (degrees) | (W-h/m2) | (W-h/m2) | (K) | (K) | (K) | (W-h/m2) | (% time)
midnight | -50.4 | 11.4 | 0 | 0 | 275.4 | 294.1 | 288 | 117.4 | 0
1:00 | -46.9 | 33 | 0 | 0 | 275.3 | 294.1 | 288 | 112 | 0
2:00 | -40.8 | 51.4 | 0 | 0 | 275.2 | 294.1 | 288 | 116.2 | 0
3:00 | -32.9 | 66.9 | 0 | 0 | 275.2 | 294.1 | 288 | 122.7 | 0
4:00 | -24.2 | 80.2 | 0 | 0 | 275.2 | 294.1 | 288 | 124.7 | 0
5:00 | -15.1 | 92.3 | 0 | 0 | 275.1 | 294.1 | 287.9 | 129.4 | 0
6:00 | -6.1 | 104 | 0 | 0 | 275.1 | 294.1 | 287.9 | 129.2 | 0
7:00 | 2.4 | 115.9 | 0 | 2.3 | 275.1 | 294.1 | 288 | 132.8 | 0
8:00 | 10.1 | 128.3 | 0 | 20.6 | 275.5 | 295.8 | 289.3 | 0.1 | 0
9:00 | 16.5 | 141.8 | 0 | 40.4 | 276.1 | 296.3 | 290 | 1.5 | 0
10:00 | 21.2 | 156.4 | 0 | 55.1 | 276.7 | 295.6 | 290.1 | 2.8 | 0
11:00 | 23.7 | 172 | 0 | 60.6 | 277.3 | 295.7 | 290.5 | 2.3 | 0
noon | 23.7 | -172 | 0 | 65.1 | 277.9 | 295.6 | 290.9 | 2.4 | 0
13:00 | 21.2 | -156.4 | 0 | 57 | 278.4 | 295.9 | 290.9 | 1.7 | 0
14:00 | 16.5 | -141.8 | 0 | 53.5 | 278.5 | 296.1 | 290.8 | 1.9 | 0
15:00 | 10.1 | -128.3 | 0 | 36 | 278.3 | 295.9 | 290.5 | 1.6 | 0
16:00 | 2.4 | -115.9 | 0 | 14.5 | 277.7 | 296 | 290 | 1 | 0
17:00 | -6.1 | -104 | 0 | 0.3 | 277.1 | 296.3 | 290.1 | 0 | 0
18:00 | -15.1 | -92.3 | 0 | 0 | 276.7 | 296.1 | 289.9 | 0.4 | 0
19:00 | -24.2 | -80.2 | 0 | 0 | 276.3 | 296.1 | 289.8 | 0.4 | 0
20:00 | -32.9 | -66.9 | 0 | 0 | 276 | 296.1 | 289.5 | 0.1 | 0
21:00 | -40.8 | -51.4 | 0 | 0 | 275.7 | 296 | 289.7 | 0.1 | 0
22:00 | -46.9 | -33 | 0 | 0 | 275.5 | 296.1 | 289.4 | 0.4 | 0
23:00 | -50.4 | -11.4 | 0 | 0 | 275.4 | 296 | 289.4 | 0.3 | 0
March
| solar | solar | direct | diffuse | outdoor | indoor | window | heating | blinds
| altitude | azimuth | radiation | radiation | temp. | temp. | temp. | load | closed
| (degrees) | (degrees) | (W-h/m2) | (W-h/m2) | (K) | (K) | (K) | (W-h/m2) | (% time)
midnight | -39 | 9.6 | 0 | 0 | 276.9 | 294.1 | 288.5 | 129.4 | 0
1:00 | -36 | 28.2 | 0 | 0 | 276.8 | 294.1 | 288.5 | 133.1 | 0
2:00 | -30.6 | 45 | 0 | 0 | 276.7 | 294.1 | 288.4 | 137.3 | 0
3:00 | -23.4 | 59.7 | 0 | 0 | 276.5 | 294.1 | 288.4 | 129.8 | 0
4:00 | -15 | 72.9 | 0 | 0 | 276.3 | 294.1 | 288.3 | 131.1 | 0
5:00 | -6.1 | 85.2 | 0 | 0 | 276.4 | 294.1 | 288.3 | 125.9 | 0
6:00 | 2.9 | 97.1 | 0 | 4.1 | 276.6 | 294.1 | 288.4 | 118.2 | 0
7:00 | 11.8 | 109.3 | 0 | 24.9 | 276.9 | 294.1 | 288.8 | 114.3 | 0
8:00 | 20 | 122.4 | 0 | 48.1 | 277.4 | 296.2 | 290.2 | 0.9 | 0
9:00 | 27 | 136.9 | 0 | 66.7 | 278 | 296 | 290.7 | 1.8 | 0
10:00 | 32.2 | 153.1 | 0 | 85.8 | 278.8 | 295.7 | 291.5 | 2 | 0
11:00 | 35.1 | 170.8 | 0 | 100 | 279.8 | 296 | 291.7 | 2 | 0
noon | 35.1 | -170.8 | 0 | 101.7 | 280.5 | 296.1 | 291.9 | 2 | 0
13:00 | 32.2 | -153.1 | 0 | 93 | 281.2 | 296 | 292.2 | 1.6 | 0
14:00 | 27 | -136.9 | 0 | 79.8 | 281.5 | 296.1 | 292 | 1.5 | 0
15:00 | 20 | -122.4 | 0 | 58.9 | 281.4 | 296.1 | 291.7 | 1.4 | 0
16:00 | 11.8 | -109.3 | 0 | 34.5 | 280.9 | 295.9 | 291.3 | 1.3 | 0
17:00 | 2.9 | -97.1 | 0 | 15.4 | 280.1 | 296.1 | 291 | 0.8 | 0
18:00 | -6.1 | -85.2 | 0 | 0 | 279.4 | 296 | 290.6 | 0.6 | 0
19:00 | -15 | -72.9 | 0 | 0 | 278.7 | 295.7 | 290.3 | 0.4 | 0
20:00 | -23.4 | -59.7 | 0 | 0 | 278.2 | 295.8 | 290.1 | 0.5 | 0
21:00 | -30.6 | -45 | 0 | 0 | 277.8 | 295.9 | 289.9 | 0.3 | 0
22:00 | -36 | -28.2 | 0 | 0 | 277.3 | 295.5 | 289.7 | 0.8 | 0
23:00 | -39 | -9.6 | 0 | 0 | 277.1 | 295.8 | 289.5 | 0.3 | 0
April
| solar | solar | direct | diffuse | outdoor | indoor | window | heating | blinds
| altitude | azimuth | radiation | radiation | temp. | temp. | temp. | load | closed
| (degrees) | (degrees) | (W-h/m2) | (W-h/m2) | (K) | (K) | (K) | (W-h/m2) | (% time)
midnight | -27.1 | 8.3 | 0 | 0 | 278.5 | 294.1 | 289 | 106.3 | 0
1:00 | -24.5 | 24.4 | 0 | 0 | 278.2 | 294.1 | 288.9 | 104.5 | 0
2:00 | -19.7 | 39.5 | 0 | 0 | 278 | 294.1 | 288.9 | 106.1 | 0
3:00 | -13.1 | 53.3 | 0 | 0 | 277.7 | 294.1 | 288.8 | 108.2 | 0
4:00 | -5.2 | 66 | 0 | 0 | 277.4 | 294.1 | 288.7 | 107.2 | 0
5:00 | 3.4 | 78 | 3 | 8 | 277.6 | 294.1 | 288.8 | 105.8 | 0
6:00 | 12.4 | 89.8 | 0.4 | 33.9 | 278.1 | 294.1 | 289.2 | 108.2 | 0
7:00 | 21.5 | 102 | 0 | 60.7 | 278.8 | 294.1 | 289.8 | 103.9 | 0
8:00 | 30.1 | 115.3 | 0 | 79.7 | 279.5 | 295.7 | 291.6 | 1.7 | 0
9:00 | 37.7 | 130.6 | 0 | 102.3 | 280.6 | 296 | 291.9 | 2.5 | 0
10:00 | 43.7 | 148.5 | 0 | 121.4 | 281.5 | 295.4 | 292.4 | 2.5 | 0
11:00 | 47 | 169.1 | 0 | 133.9 | 282.5 | 296.1 | 293.1 | 1.9 | 0
noon | 47 | -169.1 | 0 | 135.6 | 283.5 | 296.2 | 293.3 | 1.5 | 0
13:00 | 43.7 | -148.5 | 0 | 127.4 | 284.2 | 296.3 | 293.2 | 1.4 | 0
14:00 | 37.7 | -130.6 | 0 | 116.3 | 284.7 | 296 | 293.4 | 1.1 | 0
15:00 | 30.1 | -115.3 | 0 | 86.8 | 285 | 295.9 | 293.4 | 0.9 | 0
16:00 | 21.5 | -102 | 0 | 66.8 | 284.7 | 296 | 293 | 0.9 | 0
17:00 | 12.4 | -89.8 | 0.5 | 41.3 | 283.9 | 296.1 | 292.3 | 0.9 | 0
18:00 | 3.4 | -78 | 12.3 | 16.4 | 283 | 295.9 | 291.8 | 0.9 | 0
19:00 | -5.2 | -66 | 0 | 0 | 282 | 296.1 | 291.3 | 0.5 | 0
20:00 | -13.1 | -53.3 | 0 | 0 | 281 | 296.2 | 291 | 0.5 | 0
21:00 | -19.7 | -39.5 | 0 | 0 | 280 | 295.8 | 290.7 | 0.6 | 0
22:00 | -24.5 | -24.4 | 0 | 0 | 279.3 | 296.3 | 290.7 | 0.4 | 0
23:00 | -27.1 | -8.3 | 0 | 0 | 278.6 | 295.9 | 290.2 | 0.5 | 0
May
| solar | solar | direct | diffuse | outdoor | indoor | window | heating | blinds
| altitude | azimuth | radiation | radiation | temp. | temp. | temp. | load | closed
| (degrees) | (degrees) | (W-h/m2) | (W-h/m2) | (K) | (K) | (K) | (W-h/m2) | (% time)
midnight | -17.9 | 7.4 | 0 | 0 | 281 | 294.1 | 289.8 | 76.3 | 0
1:00 | -15.5 | 22 | 0 | 0 | 280.8 | 294.1 | 289.7 | 77.1 | 0
2:00 | -11.1 | 35.8 | 0 | 0 | 280.5 | 294.1 | 289.7 | 77.5 | 0
3:00 | -5 | 48.7 | 0 | 0 | 280.2 | 294.1 | 289.5 | 76.2 | 0
4:00 | 2.4 | 60.8 | 12.8 | 10.9 | 280.2 | 294.1 | 289.8 | 77.6 | 0
5:00 | 10.7 | 72.3 | 41.5 | 40.6 | 280.5 | 294.1 | 290.5 | 75.6 | 0
6:00 | 19.6 | 83.7 | 18 | 62.9 | 280.9 | 294.1 | 290.6 | 75.7 | 0
7:00 | 28.7 | 95.6 | 0 | 84.8 | 281.8 | 294.1 | 291 | 66.6 | 0
8:00 | 37.6 | 108.8 | 0 | 101.3 | 282.7 | 296.1 | 292.4 | 0.9 | 0
9:00 | 45.8 | 124.4 | 0 | 131.7 | 283.7 | 296 | 293.6 | 1.3 | 0
10:00 | 52.4 | 143.6 | 0 | 145.9 | 284.8 | 295.8 | 293.9 | 1.1 | 0
11:00 | 56.2 | 167.2 | 0 | 152.2 | 285.8 | 296 | 294.4 | 0.6 | 0
noon | 56.2 | -167.2 | 0 | 145.7 | 286.8 | 296.2 | 294.7 | 0.6 | 0
13:00 | 52.4 | -143.6 | 0 | 137.1 | 287.6 | 296.6 | 294.7 | 0.4 | 0
14:00 | 45.8 | -124.4 | 0 | 134.2 | 288 | 296.6 | 295.1 | 0.4 | 0
15:00 | 37.6 | -108.8 | 0 | 116.3 | 288 | 296.5 | 294.8 | 0.3 | 0
16:00 | 28.7 | -95.6 | 0 | 97.6 | 287.9 | 296.5 | 294.6 | 0.3 | 0
17:00 | 19.6 | -83.7 | 19 | 74.3 | 287.3 | 295.9 | 294.1 | 0.4 | 0
18:00 | 10.7 | -72.3 | 47.9 | 48.7 | 286.3 | 296 | 293.9 | 0.3 | 0
19:00 | 2.4 | -60.8 | 25.2 | 18.1 | 285.1 | 296.1 | 293 | 0.3 | 0
20:00 | -5 | -48.7 | 0 | 0 | 284 | 296.1 | 292.1 | 0.2 | 0
21:00 | -11.1 | -35.8 | 0 | 0 | 283.1 | 296.2 | 291.8 | 0.3 | 0
22:00 | -15.5 | -22 | 0 | 0 | 282.3 | 296.5 | 291.5 | 0.3 | 0
23:00 | -17.9 | -7.4 | 0 | 0 | 281.5 | 295.9 | 291 | 0.5 | 0
June
| solar | solar | direct | diffuse | outdoor | indoor | window | heating | blinds
| altitude | azimuth | radiation | radiation | temp. | temp. | temp. | load | closed
| (degrees) | (degrees) | (W-h/m2) | (W-h/m2) | (K) | (K) | (K) | (W-h/m2) | (% time)
midnight | -13.8 | 7 | 0 | 0 | 284.5 | 294.1 | 290.9 | 43.2 | 0
1:00 | -11.6 | 21 | 0 | 0 | 284.2 | 294.1 | 290.9 | 42.4 | 0
2:00 | -7.3 | 34.3 | 0 | 0 | 283.9 | 294.1 | 290.7 | 39.1 | 0
3:00 | -1.4 | 46.7 | 0 | 0 | 283.6 | 294.1 | 290.6 | 38.1 | 0
4:00 | 5.8 | 58.4 | 47 | 27.4 | 283.7 | 294.3 | 291.6 | 38.4 | 0
5:00 | 14 | 69.7 | 54.6 | 52.4 | 284.2 | 294.3 | 292.1 | 37.7 | 0
6:00 | 22.8 | 80.8 | 26.7 | 76.8 | 284.6 | 294.4 | 292.2 | 38.5 | 0
7:00 | 31.9 | 92.5 | 0 | 90.6 | 285.2 | 294.4 | 292.3 | 37.3 | 0
8:00 | 40.9 | 105.5 | 0 | 104.6 | 286.2 | 296.3 | 294 | 0.3 | 0
9:00 | 49.2 | 121 | 0 | 130.5 | 287.2 | 296.5 | 294.6 | 0.2 | 0
10:00 | 56.1 | 140.8 | 0 | 140.9 | 288.1 | 296.4 | 295.3 | 0.2 | 0
11:00 | 60.2 | 166 | 0 | 149.1 | 289.1 | 297.4 | 296.2 | 0.2 | 0
noon | 60.2 | -166 | 0 | 150.4 | 290 | 297.9 | 296.7 | 0.1 | 0
13:00 | 56.1 | -140.8 | 0 | 149.6 | 290.6 | 298 | 297.1 | 0 | 0
14:00 | 49.2 | -121 | 0 | 133.5 | 291 | 297.7 | 296.9 | 0.1 | 0
15:00 | 40.9 | -105.5 | 0 | 111.8 | 291.1 | 297.4 | 296.7 | 0 | 0
16:00 | 31.9 | -92.5 | 0 | 113.1 | 290.9 | 297.4 | 296.3 | 0 | 0
17:00 | 22.8 | -80.8 | 25.1 | 93.4 | 290.2 | 297.2 | 296 | 0.2 | 0
18:00 | 14 | -69.7 | 50.8 | 67.2 | 289.3 | 297.1 | 295.5 | 0.3 | 0
19:00 | 5.8 | -58.4 | 47.8 | 41 | 288.3 | 296.5 | 294.9 | 0.2 | 0
20:00 | -1.4 | -46.7 | 0 | 0 | 287.4 | 296.2 | 293.5 | 0.1 | 0
21:00 | -7.3 | -34.3 | 0 | 0 | 286.4 | 296.1 | 292.9 | 0.1 | 0
22:00 | -11.6 | -21 | 0 | 0 | 285.7 | 296.1 | 292.4 | 0.2 | 0
23:00 | -13.8 | -7 | 0 | 0 | 284.8 | 295.9 | 292.3 | 0.2 | 0
July
| solar | solar | direct | diffuse | outdoor | indoor | window | heating | blinds
| altitude | azimuth | radiation | radiation | temp. | temp. | temp. | load | closed
| (degrees) | (degrees) | (W-h/m2) | (W-h/m2) | (K) | (K) | (K) | (W-h/m2) | (% time)
midnight | -15.9 | 7.2 | 0 | 0 | 286.4 | 294.7 | 292.1 | 16.2 | 0
1:00 | -13.7 | 21.5 | 0 | 0 | 286.1 | 294.2 | 291.6 | 19.8 | 0
2:00 | -9.3 | 35.1 | 0 | 0 | 285.6 | 294.1 | 291.3 | 20.3 | 0
3:00 | -3.3 | 47.8 | 0 | 0 | 285.3 | 294.1 | 291.2 | 18.8 | 0
4:00 | 4 | 59.7 | 7.4 | 13.9 | 285.5 | 294.2 | 291.6 | 19.7 | 0
5:00 | 12.3 | 71 | 22.1 | 43.4 | 285.8 | 294.8 | 292.5 | 16.5 | 0
6:00 | 21.1 | 82.3 | 12.9 | 72.5 | 286.4 | 295.5 | 293.3 | 16.4 | 0
7:00 | 30.2 | 94.1 | 0 | 90.2 | 286.8 | 295.8 | 293.8 | 14.2 | 0
8:00 | 39.2 | 107.3 | 0 | 107.5 | 287.6 | 296.8 | 295.1 | 0.1 | 0
9:00 | 47.4 | 122.8 | 0 | 130 | 288.7 | 297 | 295.7 | 0 | 0
10:00 | 54.2 | 142.4 | 0 | 152.9 | 289.7 | 297.3 | 296.4 | 0 | 0
11:00 | 58.1 | 166.6 | 0 | 166.1 | 290.7 | 297.4 | 297 | 0 | 0
noon | 58.1 | -166.6 | 0 | 174.3 | 291.7 | 297.9 | 297.7 | 0 | 0
13:00 | 54.2 | -142.4 | 0 | 161.4 | 292.5 | 298.1 | 298 | 0 | 0
14:00 | 47.4 | -122.8 | 0 | 145.3 | 292.9 | 297.7 | 297.6 | 0 | 0
15:00 | 39.2 | -107.3 | 0 | 120.5 | 293 | 297.6 | 297.4 | 0 | 0
16:00 | 30.2 | -94.1 | 0 | 114.7 | 292.8 | 297.5 | 297.2 | 0 | 0
17:00 | 21.1 | -82.3 | 18.9 | 91.1 | 292.4 | 297.4 | 296.8 | 0 | 0
18:00 | 12.3 | -71 | 59.5 | 68.5 | 291.5 | 297.6 | 297 | 0 | 0
19:00 | 4 | -59.7 | 57.7 | 35.1 | 290.4 | 297.4 | 296.1 | 0 | 0
20:00 | -3.3 | -47.8 | 0 | 0 | 289.3 | 297.2 | 294.4 | 0 | 0
21:00 | -9.3 | -35.1 | 0 | 0 | 288.4 | 297 | 294.1 | 0 | 0
22:00 | -13.7 | -21.5 | 0 | 0 | 287.5 | 297 | 293.8 | 0 | 0
23:00 | -15.9 | -7.2 | 0 | 0 | 286.8 | 296.8 | 293.5 | 0 | 0
August
| solar | solar | direct | diffuse | outdoor | indoor | window | heating | blinds
| altitude | azimuth | radiation | radiation | temp. | temp. | temp. | load | closed
| (degrees) | (degrees) | (W-h/m2) | (W-h/m2) | (K) | (K) | (K) | (W-h/m2) | (% time)
midnight | -23.7 | 7.9 | 0 | 0 | 286.4 | 294.5 | 291.9 | 14.2 | 0
1:00 | -21.3 | 23.5 | 0 | 0 | 286 | 294.2 | 291.5 | 15.8 | 0
2:00 | -16.6 | 38.1 | 0 | 0 | 285.9 | 294.1 | 291.4 | 17.5 | 0
3:00 | -10.1 | 51.6 | 0 | 0 | 285.4 | 294.1 | 291.2 | 18.7 | 0
4:00 | -2.4 | 64.1 | 0 | 0 | 285.1 | 294.1 | 291.1 | 21 | 0
5:00 | 6 | 75.9 | 12.7 | 19 | 285.3 | 294.4 | 291.6 | 19.4 | 0
6:00 | 15.1 | 87.6 | 5.8 | 45.6 | 285.9 | 294.9 | 292.4 | 17.8 | 0
7:00 | 24.2 | 99.7 | 0 | 76 | 286.5 | 295.5 | 293.2 | 17.6 | 0
8:00 | 32.9 | 113.1 | 0 | 96.4 | 287.3 | 296.9 | 294.7 | 0 | 0
9:00 | 40.7 | 128.5 | 0 | 119 | 288.2 | 297.2 | 295.3 | 0 | 0
10:00 | 46.9 | 146.9 | 0 | 144.3 | 289.3 | 296.9 | 296 | 0 | 0
11:00 | 50.3 | 168.5 | 0 | 156.9 | 290.4 | 297.4 | 296.6 | 0 | 0
noon | 50.3 | -168.5 | 0 | 169.1 | 291.3 | 297.6 | 297.3 | 0 | 0
13:00 | 46.9 | -146.9 | 0 | 150.2 | 292 | 297.8 | 297.5 | 0 | 0
14:00 | 40.7 | -128.5 | 0 | 130.8 | 292.5 | 297.6 | 297.4 | 0 | 0
15:00 | 32.9 | -113.1 | 0 | 103.7 | 292.6 | 297.8 | 297.3 | 0 | 0
16:00 | 24.2 | -99.7 | 0 | 76.7 | 292.2 | 297.7 | 296.7 | 0 | 0
17:00 | 15.1 | -87.6 | 6.3 | 56.4 | 291.7 | 297.5 | 296.1 | 0 | 0
18:00 | 6 | -75.9 | 24.9 | 35.1 | 290.9 | 297.1 | 295.9 | 0 | 0
19:00 | -2.4 | -64.1 | 0 | 6 | 289.9 | 296.9 | 294.7 | 0 | 0
20:00 | -10.1 | -51.6 | 0 | 0 | 289 | 296.9 | 294.4 | 0 | 0
21:00 | -16.6 | -38.1 | 0 | 0 | 288.1 | 296.7 | 294.1 | 0 | 0
22:00 | -21.3 | -23.5 | 0 | 0 | 287.3 | 296.7 | 293.8 | 0 | 0
23:00 | -23.7 | -7.9 | 0 | 0 | 286.6 | 296.9 | 293.4 | 0 | 0
September
| solar | solar | direct | diffuse | outdoor | indoor | window | heating | blinds
| altitude | azimuth | radiation | radiation | temp. | temp. | temp. | load | closed
| (degrees) | (degrees) | (W-h/m2) | (W-h/m2) | (K) | (K) | (K) | (W-h/m2) | (% time)
midnight | -35.1 | 9.1 | 0 | 0 | 284.9 | 294.6 | 291.5 | 42.9 | 0
1:00 | -32.3 | 26.9 | 0 | 0 | 284.8 | 294.3 | 291.2 | 43.3 | 0
2:00 | -27.1 | 43.1 | 0 | 0 | 284.5 | 294.2 | 291 | 42.9 | 0
3:00 | -20 | 57.5 | 0 | 0 | 284.3 | 294.1 | 290.9 | 42.3 | 0
4:00 | -11.8 | 70.6 | 0 | 0 | 284.1 | 294.1 | 290.8 | 43 | 0
5:00 | -3 | 82.8 | 0 | 0.3 | 284 | 294.1 | 290.8 | 45.2 | 0
6:00 | 6 | 94.7 | 0 | 19.9 | 284.3 | 294.2 | 291.1 | 42.5 | 0
7:00 | 15 | 107 | 0 | 44.4 | 284.7 | 294.7 | 291.8 | 37.3 | 0
8:00 | 23.3 | 120.2 | 0 | 67.9 | 285.4 | 297.1 | 293.8 | 0.3 | 0
9:00 | 30.6 | 135 | 0 | 89.9 | 286.1 | 296.9 | 294.3 | 0.6 | 0
10:00 | 36 | 151.7 | 0 | 104.9 | 286.8 | 296.8 | 294.7 | 0.3 | 0
11:00 | 39 | 170.3 | 0 | 105.9 | 287.6 | 297 | 295 | 0.2 | 0
noon | 39 | -170.3 | 0 | 104.9 | 288.3 | 297.2 | 295.4 | 0.2 | 0
13:00 | 36 | -151.7 | 0 | 101.4 | 288.9 | 297 | 295.5 | 0.2 | 0
14:00 | 30.6 | -135 | 0 | 92.6 | 289.4 | 297.2 | 295.6 | 0.1 | 0
15:00 | 23.3 | -120.2 | 0 | 73.2 | 289.5 | 297.2 | 295.5 | 0.1 | 0
16:00 | 15 | -107 | 0 | 44.6 | 289.3 | 296.9 | 294.8 | 0.1 | 0
17:00 | 6 | -94.7 | 0 | 23.9 | 288.6 | 296.8 | 294.4 | 0.1 | 0
18:00 | -3 | -82.8 | 0 | 2.4 | 287.8 | 296.7 | 293.9 | 0.1 | 0
19:00 | -11.8 | -70.6 | 0 | 0 | 287.1 | 296.7 | 293.8 | 0.2 | 0
20:00 | -20 | -57.5 | 0 | 0 | 286.5 | 296.7 | 293.3 | 0.2 | 0
21:00 | -27.1 | -43.1 | 0 | 0 | 285.9 | 296.7 | 293.3 | 0.1 | 0
22:00 | -32.3 | -26.9 | 0 | 0 | 285.3 | 296.8 | 292.9 | 0.2 | 0
23:00 | -35.1 | -9.1 | 0 | 0 | 285 | 296.6 | 292.8 | 0.3 | 0
October
| solar | solar | direct | diffuse | outdoor | indoor | window | heating | blinds
| altitude | azimuth | radiation | radiation | temp. | temp. | temp. | load | closed
| (degrees) | (degrees) | (W-h/m2) | (W-h/m2) | (K) | (K) | (K) | (W-h/m2) | (% time)
midnight | -47 | 10.8 | 0 | 0 | 282.1 | 294.1 | 290.2 | 58.7 | 0
1:00 | -43.7 | 31.4 | 0 | 0 | 282.1 | 294.1 | 290.2 | 57.8 | 0
2:00 | -37.8 | 49.3 | 0 | 0 | 282 | 294.1 | 290.1 | 59.3 | 0
3:00 | -30.1 | 64.6 | 0 | 0 | 281.8 | 294.1 | 290.1 | 60.2 | 0
4:00 | -21.5 | 78 | 0 | 0 | 281.8 | 294.1 | 290.1 | 61.7 | 0
5:00 | -12.4 | 90.2 | 0 | 0 | 281.7 | 294.1 | 290 | 66.4 | 0
6:00 | -3.4 | 102 | 0 | 0.8 | 281.8 | 294.1 | 290.1 | 67.1 | 0
7:00 | 5.2 | 114 | 0 | 16.8 | 282.2 | 294.1 | 290.4 | 65.3 | 0
8:00 | 13 | 126.6 | 0 | 37.6 | 282.6 | 296.2 | 292.3 | 0.3 | 0
9:00 | 19.7 | 140.4 | 0 | 61.3 | 283.3 | 296.4 | 292.4 | 0.9 | 0
10:00 | 24.5 | 155.5 | 0 | 70.4 | 283.9 | 296 | 293 | 1 | 0
11:00 | 27.1 | 171.7 | 0 | 81.3 | 284.6 | 296.3 | 293 | 0.7 | 0
noon | 27.1 | -171.7 | 0 | 79 | 285.1 | 296.2 | 293.4 | 0.8 | 0
13:00 | 24.5 | -155.5 | 0 | 65.6 | 285.4 | 296.2 | 293.3 | 0.7 | 0
14:00 | 19.7 | -140.4 | 0 | 49.7 | 285.5 | 296.2 | 293 | 0.7 | 0
15:00 | 13 | -126.6 | 0 | 33.4 | 285.3 | 296.2 | 292.9 | 0.4 | 0
16:00 | 5.2 | -114 | 0 | 14.6 | 284.7 | 296 | 292.4 | 0.3 | 0
17:00 | -3.4 | -102 | 0 | 0.4 | 284.1 | 296 | 292.1 | 0.4 | 0
18:00 | -12.4 | -90.2 | 0 | 0 | 283.5 | 296 | 292.1 | 0.3 | 0
19:00 | -21.5 | -78 | 0 | 0 | 283.1 | 296.2 | 291.8 | 0.3 | 0
20:00 | -30.1 | -64.6 | 0 | 0 | 282.8 | 296.1 | 291.8 | 0.3 | 0
21:00 | -37.8 | -49.3 | 0 | 0 | 282.5 | 296.2 | 291.7 | 0.2 | 0
22:00 | -43.7 | -31.4 | 0 | 0 | 282.4 | 295.8 | 291.5 | 0.4 | 0
23:00 | -47 | -10.8 | 0 | 0 | 282.2 | 296.1 | 291.8 | 0.2 | 0
November
| solar | solar | direct | diffuse | outdoor | indoor | window | heating | blinds
| altitude | azimuth | radiation | radiation | temp. | temp. | temp. | load | closed
| (degrees) | (degrees) | (W-h/m2) | (W-h/m2) | (K) | (K) | (K) | (W-h/m2) | (% time)
midnight | -56.2 | 12.8 | 0 | 0 | 278.9 | 294.1 | 289.1 | 104.6 | 0
1:00 | -52.4 | 36.3 | 0 | 0 | 278.8 | 294.1 | 289.1 | 105.3 | 0
2:00 | -45.8 | 55.6 | 0 | 0 | 278.6 | 294.1 | 289.1 | 111.4 | 0
3:00 | -37.7 | 71.1 | 0 | 0 | 278.5 | 294.1 | 289 | 107.8 | 0
4:00 | -28.8 | 84.3 | 0 | 0 | 278.4 | 294.1 | 289 | 103.8 | 0
5:00 | -19.7 | 96.2 | 0 | 0 | 278.4 | 294.1 | 289 | 107.2 | 0
6:00 | -10.7 | 107.7 | 0 | 0 | 278.3 | 294.1 | 289 | 107.6 | 0
7:00 | -2.4 | 119.2 | 0 | 1 | 278.2 | 294.1 | 288.9 | 108.2 | 0
8:00 | 5 | 131.2 | 0 | 16 | 278.4 | 295.7 | 290.4 | 0.1 | 0
9:00 | 11.1 | 144.1 | 0 | 30.1 | 278.8 | 295.6 | 290.9 | 1.2 | 0
10:00 | 15.5 | 157.9 | 0 | 45.9 | 279.2 | 295.8 | 291 | 1.4 | 0
11:00 | 17.8 | 172.5 | 0 | 57.8 | 279.7 | 295.8 | 291.3 | 1.5 | 0
noon | 17.8 | -172.5 | 0 | 55.3 | 280.1 | 295.6 | 291.4 | 1.4 | 0
13:00 | 15.5 | -157.9 | 0 | 47.3 | 280.3 | 296 | 291.3 | 1 | 0
14:00 | 11.1 | -144.1 | 0 | 30.2 | 280.4 | 295.7 | 291.2 | 1.2 | 0
15:00 | 5 | -131.2 | 0 | 12.9 | 280.2 | 296 | 290.9 | 0.8 | 0
16:00 | -2.4 | -119.2 | 0 | 0 | 280 | 296.1 | 290.7 | 0.3 | 0
17:00 | -10.7 | -107.7 | 0 | 0 | 279.7 | 296.1 | 290.8 | 0.2 | 0
18:00 | -19.7 | -96.2 | 0 | 0 | 279.6 | 296 | 290.8 | 0.3 | 0
19:00 | -28.8 | -84.3 | 0 | 0 | 279.4 | 296.1 | 290.7 | 0.1 | 0
20:00 | -37.7 | -71.1 | 0 | 0 | 279.4 | 296.3 | 290.5 | 0.3 | 0
21:00 | -45.8 | -55.6 | 0 | 0 | 279.2 | 296.2 | 290.6 | 0.1 | 0
22:00 | -52.4 | -36.3 | 0 | 0 | 279 | 296 | 290.6 | 0.3 | 0
23:00 | -56.2 | -12.8 | 0 | 0 | 278.8 | 296 | 290.4 | 0.1 | 0
December
| solar | solar | direct | diffuse | outdoor | indoor | window | heating | blinds
| altitude | azimuth | radiation | radiation | temp. | temp. | temp. | load | closed
| (degrees) | (degrees) | (W-h/m2) | (W-h/m2) | (K) | (K) | (K) | (W-h/m2) | (% time)
midnight | -60.2 | 13.9 | 0 | 0 | 276.9 | 294.1 | 288.5 | 109.6 | 0
1:00 | -56.1 | 39.1 | 0 | 0 | 276.8 | 294.1 | 288.5 | 113.5 | 0
2:00 | -49.2 | 58.9 | 0 | 0 | 276.8 | 294.1 | 288.5 | 113.8 | 0
3:00 | -40.9 | 74.4 | 0 | 0 | 276.8 | 294.1 | 288.5 | 113.8 | 0
4:00 | -31.9 | 87.4 | 0 | 0 | 276.9 | 294.1 | 288.5 | 111.2 | 0
5:00 | -22.8 | 99.1 | 0 | 0 | 277 | 294.1 | 288.5 | 114.2 | 0
6:00 | -14 | 110.2 | 0 | 0 | 276.9 | 294.1 | 288.5 | 111.3 | 0
7:00 | -5.8 | 121.5 | 0 | 0 | 276.9 | 294.1 | 288.5 | 108.6 | 0
8:00 | 1.4 | 133.2 | 0 | 1.8 | 277.1 | 295.4 | 289.2 | 0 | 0
9:00 | 7.3 | 145.7 | 0 | 14.9 | 277.3 | 295.8 | 290 | 0.5 | 0
10:00 | 11.6 | 158.9 | 0 | 28.6 | 277.7 | 295.6 | 290.4 | 1.6 | 0
11:00 | 13.8 | 172.9 | 0 | 36.8 | 277.9 | 295.5 | 290.6 | 1.1 | 0
noon | 13.8 | -172.9 | 0 | 37.9 | 278.2 | 295.9 | 290.5 | 1.6 | 0
13:00 | 11.6 | -158.9 | 0 | 29 | 278.4 | 296 | 290.3 | 0.9 | 0
14:00 | 7.3 | -145.7 | 0 | 18.1 | 278.3 | 296.1 | 290.5 | 0.9 | 0
15:00 | 1.4 | -133.2 | 0 | 4.7 | 278.2 | 295.9 | 290.3 | 0.6 | 0
16:00 | -5.8 | -121.5 | 0 | 0 | 277.8 | 296 | 290.2 | 0.3 | 0
17:00 | -14 | -110.2 | 0 | 0 | 277.7 | 295.9 | 289.9 | 0.3 | 0
18:00 | -22.8 | -99.1 | 0 | 0 | 277.5 | 296.2 | 290 | 0.2 | 0
19:00 | -31.9 | -87.4 | 0 | 0 | 277.5 | 295.8 | 290.1 | 0.7 | 0
20:00 | -40.9 | -74.4 | 0 | 0 | 277.3 | 296 | 289.9 | 0.1 | 0
21:00 | -49.2 | -58.9 | 0 | 0 | 277.1 | 296.1 | 290 | 0.4 | 0
22:00 | -56.1 | -39.1 | 0 | 0 | 277.1 | 296.1 | 289.8 | 0.2 | 0
23:00 | -60.2 | -13.9 | 0 | 0 | 277 | 296.1 | 290 | 0.3 | 0

## Sheet87
Scenario Four (green)
Tue Dec 03 2019 23:40:47 GMT+0000 (Greenwich Mean Time)
Setup Information:
Building
Location | UK - London
Building length, side A | N/A
Building length, side B | N/A
Simulation Type
Simulation Type | one_sided
Window Description
Typology | dgu_nb
Glazing Type | clear
Window Area | 87%
Wall Description
Insulation R-Value | 99999999.9 m2-K/W
Occupancy
Type | Low-rise Residential
Occupancy Load | 0.000 people per m2
Lighting Requirements | 400 lux
Equipment Load | 0.00 W/m2
Room Ventilation
Air Change Rate per Occupant | 15.0 liters / sec per person
Total Air Change Rate | 0.0 roomfuls per hour
Lighting Control
Lighting Control | lights do not respond to daylight: all lights fully on while building is occupied
Representative Room
Orientation | north
Room Depth | 27 m
Room Width | 5 m
Room Height | 2.2 m
Thermal Mass
Thermal Mass | none
Overhang
Overhang Depth | 0 m
Roof
Roof Type | adiabatic roof
Simulation Results:
Primary Energy Use and CO2 Emissions
| heating | cooling | lighting | total | CO2
| energy | energy | energy | energy | emissions
| (kWh/m2) | (kWh/m2) | (kWh/m2) | (kWh/m2) | (kg/m2)
January | 33.4 | 0 | 7.3 | 40.7 | 8.1
February | 28 | 0 | 6.6 | 34.6 | 6.9
March | 32.1 | 0 | 7.3 | 39.4 | 7.9
April | 26.1 | 0 | 7.1 | 33.2 | 6.6
May | 18.9 | 0 | 7.3 | 26.2 | 5.2
June | 9.5 | 0 | 7.1 | 16.6 | 3.3
July | 4.4 | 0 | 7.3 | 11.7 | 2.3
August | 4.4 | 0 | 7.3 | 11.7 | 2.3
September | 10.3 | 0 | 7.1 | 17.4 | 3.5
October | 15.6 | 0 | 7.3 | 22.9 | 4.6
November | 26 | 0 | 7.1 | 33.1 | 6.6
December | 28 | 0 | 7.3 | 35.3 | 7.1
Total | 236.7 | 0 | 86.1 | 322.8 | 64.6 | yearly energy
January
| solar | solar | direct | diffuse | outdoor | indoor | window | heating | blinds
| altitude | azimuth | radiation | radiation | temp. | temp. | temp. | load | closed
| (degrees) | (degrees) | (W-h/m2) | (W-h/m2) | (K) | (K) | (K) | (W-h/m2) | (% time)
midnight | -58.1 | 13.3 | 0 | 0 | 275.9 | 294.1 | 288.2 | 137.3 | 0
1:00 | -54.2 | 37.6 | 0 | 0 | 275.8 | 294.1 | 288.2 | 136.5 | 0
2:00 | -47.5 | 57.1 | 0 | 0 | 275.8 | 294.1 | 288.2 | 134.9 | 0
3:00 | -39.2 | 72.7 | 0 | 0 | 275.7 | 294.1 | 288.1 | 130.8 | 0
4:00 | -30.2 | 85.8 | 0 | 0 | 275.6 | 294.1 | 288.1 | 133.5 | 0
5:00 | -21.1 | 97.6 | 0 | 0 | 275.6 | 294.1 | 288.1 | 133.4 | 0
6:00 | -12.3 | 108.9 | 0 | 0 | 275.5 | 294.1 | 288.1 | 131 | 0
7:00 | -4 | 120.3 | 0 | 0 | 275.5 | 294.1 | 288.1 | 129.9 | 0
8:00 | 3.3 | 132.2 | 0 | 5.1 | 275.7 | 295.2 | 288.8 | 0 | 0
9:00 | 9.3 | 144.9 | 0 | 20.2 | 276.1 | 296.2 | 289.7 | 0.4 | 0
10:00 | 13.6 | 158.4 | 0 | 34.6 | 276.5 | 296 | 289.9 | 1.6 | 0
11:00 | 15.9 | 172.7 | 0 | 40.5 | 276.7 | 295.7 | 290.1 | 1.7 | 0
noon | 15.9 | -172.7 | 0 | 42.7 | 277.2 | 295.8 | 290.2 | 1.7 | 0
13:00 | 13.6 | -158.4 | 0 | 38.1 | 277.6 | 295.9 | 290.2 | 1.6 | 0
14:00 | 9.3 | -144.9 | 0 | 26.7 | 277.5 | 295.9 | 290.1 | 1 | 0
15:00 | 3.3 | -132.2 | 0 | 13.2 | 277.3 | 296 | 290.1 | 0.8 | 0
16:00 | -4 | -120.3 | 0 | 0.6 | 277 | 295.9 | 289.7 | 0.1 | 0
17:00 | -12.3 | -108.9 | 0 | 0 | 276.8 | 296 | 289.7 | 0.3 | 0
18:00 | -21.1 | -97.6 | 0 | 0 | 276.5 | 295.8 | 289.7 | 0.4 | 0
19:00 | -30.2 | -85.8 | 0 | 0 | 276.3 | 295.9 | 289.5 | 0.2 | 0
20:00 | -39.2 | -72.7 | 0 | 0 | 276.1 | 295.7 | 289.4 | 0.4 | 0
21:00 | -47.5 | -57.1 | 0 | 0 | 276.1 | 295.9 | 289.5 | 0.1 | 0
22:00 | -54.2 | -37.6 | 0 | 0 | 276 | 296 | 289.5 | 0.1 | 0
23:00 | -58.1 | -13.3 | 0 | 0 | 275.9 | 295.7 | 289.4 | 0.4 | 0
February
| solar | solar | direct | diffuse | outdoor | indoor | window | heating | blinds
| altitude | azimuth | radiation | radiation | temp. | temp. | temp. | load | closed
| (degrees) | (degrees) | (W-h/m2) | (W-h/m2) | (K) | (K) | (K) | (W-h/m2) | (% time)
midnight | -50.4 | 11.4 | 0 | 0 | 275.4 | 294.1 | 288 | 117.5 | 0
1:00 | -46.9 | 33 | 0 | 0 | 275.3 | 294.1 | 288 | 112.1 | 0
2:00 | -40.8 | 51.4 | 0 | 0 | 275.2 | 294.1 | 288 | 116.2 | 0
3:00 | -32.9 | 66.9 | 0 | 0 | 275.2 | 294.1 | 288 | 122.8 | 0
4:00 | -24.2 | 80.2 | 0 | 0 | 275.2 | 294.1 | 288 | 124.8 | 0
5:00 | -15.1 | 92.3 | 0 | 0 | 275.1 | 294.1 | 287.9 | 129.4 | 0
6:00 | -6.1 | 104 | 0 | 0 | 275.1 | 294.1 | 287.9 | 129.2 | 0
7:00 | 2.4 | 115.9 | 0 | 2.3 | 275.1 | 294.1 | 288 | 132.8 | 0
8:00 | 10.1 | 128.3 | 0 | 20.6 | 275.5 | 295.8 | 289.3 | 0.1 | 0
9:00 | 16.5 | 141.8 | 0 | 40.4 | 276.1 | 296.3 | 290 | 1.5 | 0
10:00 | 21.2 | 156.4 | 0 | 55.1 | 276.7 | 295.5 | 290.1 | 2.9 | 0
11:00 | 23.7 | 172 | 0 | 60.6 | 277.3 | 295.8 | 290.6 | 2.3 | 0
noon | 23.7 | -172 | 0 | 65.1 | 277.9 | 295.7 | 290.8 | 2.4 | 0
13:00 | 21.2 | -156.4 | 0 | 57 | 278.4 | 295.8 | 290.9 | 1.8 | 0
14:00 | 16.5 | -141.8 | 0 | 53.5 | 278.5 | 296.1 | 290.8 | 2 | 0
15:00 | 10.1 | -128.3 | 0 | 36 | 278.3 | 295.9 | 290.5 | 1.5 | 0
16:00 | 2.4 | -115.9 | 0 | 14.5 | 277.7 | 296.2 | 290.3 | 0.8 | 0
17:00 | -6.1 | -104 | 0 | 0.3 | 277.1 | 296.2 | 290.1 | 0.1 | 0
18:00 | -15.1 | -92.3 | 0 | 0 | 276.7 | 296.2 | 289.9 | 0.3 | 0
19:00 | -24.2 | -80.2 | 0 | 0 | 276.3 | 296.1 | 289.6 | 0.3 | 0
20:00 | -32.9 | -66.9 | 0 | 0 | 276 | 296 | 289.5 | 0.1 | 0
21:00 | -40.8 | -51.4 | 0 | 0 | 275.7 | 296.3 | 289.6 | 0 | 0
22:00 | -46.9 | -33 | 0 | 0 | 275.5 | 296 | 289.4 | 0.4 | 0
23:00 | -50.4 | -11.4 | 0 | 0 | 275.4 | 296 | 289.5 | 0.1 | 0
March
| solar | solar | direct | diffuse | outdoor | indoor | window | heating | blinds
| altitude | azimuth | radiation | radiation | temp. | temp. | temp. | load | closed
| (degrees) | (degrees) | (W-h/m2) | (W-h/m2) | (K) | (K) | (K) | (W-h/m2) | (% time)
midnight | -39 | 9.6 | 0 | 0 | 276.9 | 294.1 | 288.5 | 129.5 | 0
1:00 | -36 | 28.2 | 0 | 0 | 276.8 | 294.1 | 288.5 | 133.1 | 0
2:00 | -30.6 | 45 | 0 | 0 | 276.7 | 294.1 | 288.4 | 137.3 | 0
3:00 | -23.4 | 59.7 | 0 | 0 | 276.5 | 294.1 | 288.4 | 129.8 | 0
4:00 | -15 | 72.9 | 0 | 0 | 276.3 | 294.1 | 288.3 | 131.1 | 0
5:00 | -6.1 | 85.2 | 0 | 0 | 276.4 | 294.1 | 288.3 | 125.9 | 0
6:00 | 2.9 | 97.1 | 0 | 4.1 | 276.6 | 294.1 | 288.4 | 118.3 | 0
7:00 | 11.8 | 109.3 | 0 | 24.9 | 276.9 | 294.1 | 288.8 | 114.3 | 0
8:00 | 20 | 122.4 | 0 | 48.1 | 277.4 | 296.2 | 290.2 | 0.9 | 0
9:00 | 27 | 136.9 | 0 | 66.7 | 278 | 295.9 | 290.7 | 1.8 | 0
10:00 | 32.2 | 153.1 | 0 | 85.8 | 278.8 | 295.7 | 291.4 | 1.9 | 0
11:00 | 35.1 | 170.8 | 0 | 100 | 279.8 | 296 | 291.7 | 2.1 | 0
noon | 35.1 | -170.8 | 0 | 101.7 | 280.5 | 295.9 | 291.9 | 2 | 0
13:00 | 32.2 | -153.1 | 0 | 93 | 281.2 | 295.9 | 292.1 | 1.6 | 0
14:00 | 27 | -136.9 | 0 | 79.8 | 281.5 | 296.1 | 292 | 1.3 | 0
15:00 | 20 | -122.4 | 0 | 58.9 | 281.4 | 296.2 | 291.8 | 1.3 | 0
16:00 | 11.8 | -109.3 | 0 | 34.5 | 280.9 | 296 | 291.2 | 1.4 | 0
17:00 | 2.9 | -97.1 | 0 | 15.4 | 280.1 | 295.9 | 290.9 | 0.9 | 0
18:00 | -6.1 | -85.2 | 0 | 0 | 279.4 | 296 | 290.4 | 0.4 | 0
19:00 | -15 | -72.9 | 0 | 0 | 278.7 | 295.8 | 290.2 | 0.5 | 0
20:00 | -23.4 | -59.7 | 0 | 0 | 278.2 | 295.6 | 290.1 | 0.6 | 0
21:00 | -30.6 | -45 | 0 | 0 | 277.8 | 295.6 | 289.8 | 0.3 | 0
22:00 | -36 | -28.2 | 0 | 0 | 277.3 | 295.7 | 289.9 | 0.5 | 0
23:00 | -39 | -9.6 | 0 | 0 | 277.1 | 295.6 | 289.5 | 0.5 | 0
April
| solar | solar | direct | diffuse | outdoor | indoor | window | heating | blinds
| altitude | azimuth | radiation | radiation | temp. | temp. | temp. | load | closed
| (degrees) | (degrees) | (W-h/m2) | (W-h/m2) | (K) | (K) | (K) | (W-h/m2) | (% time)
midnight | -27.1 | 8.3 | 0 | 0 | 278.5 | 294.1 | 289 | 106.4 | 0
1:00 | -24.5 | 24.4 | 0 | 0 | 278.2 | 294.1 | 288.9 | 104.5 | 0
2:00 | -19.7 | 39.5 | 0 | 0 | 278 | 294.1 | 288.9 | 106.2 | 0
3:00 | -13.1 | 53.3 | 0 | 0 | 277.7 | 294.1 | 288.8 | 108.2 | 0
4:00 | -5.2 | 66 | 0 | 0 | 277.4 | 294.1 | 288.7 | 107.2 | 0
5:00 | 3.4 | 78 | 3 | 8 | 277.6 | 294.1 | 288.8 | 105.8 | 0
6:00 | 12.4 | 89.8 | 0.4 | 33.9 | 278.1 | 294.1 | 289.2 | 108.2 | 0
7:00 | 21.5 | 102 | 0 | 60.7 | 278.8 | 294.1 | 289.8 | 103.9 | 0
8:00 | 30.1 | 115.3 | 0 | 79.7 | 279.5 | 295.7 | 291.6 | 1.7 | 0
9:00 | 37.7 | 130.6 | 0 | 102.3 | 280.6 | 296.1 | 292 | 2.5 | 0
10:00 | 43.7 | 148.5 | 0 | 121.4 | 281.5 | 295.5 | 292.6 | 2.6 | 0
11:00 | 47 | 169.1 | 0 | 133.9 | 282.5 | 295.9 | 293 | 2 | 0
noon | 47 | -169.1 | 0 | 135.6 | 283.5 | 296.1 | 293.2 | 1.5 | 0
13:00 | 43.7 | -148.5 | 0 | 127.4 | 284.2 | 295.8 | 293.4 | 1.5 | 0
14:00 | 37.7 | -130.6 | 0 | 116.3 | 284.7 | 296.1 | 293.4 | 1 | 0
15:00 | 30.1 | -115.3 | 0 | 86.8 | 285 | 296.2 | 293.4 | 0.9 | 0
16:00 | 21.5 | -102 | 0 | 66.8 | 284.7 | 295.8 | 293.1 | 0.9 | 0
17:00 | 12.4 | -89.8 | 0.5 | 41.3 | 283.9 | 295.9 | 292.4 | 1 | 0
18:00 | 3.4 | -78 | 12.3 | 16.4 | 283 | 296 | 291.9 | 0.8 | 0
19:00 | -5.2 | -66 | 0 | 0 | 282 | 296 | 291.3 | 0.4 | 0
20:00 | -13.1 | -53.3 | 0 | 0 | 281 | 295.9 | 291 | 0.6 | 0
21:00 | -19.7 | -39.5 | 0 | 0 | 280 | 296 | 290.9 | 0.4 | 0
22:00 | -24.5 | -24.4 | 0 | 0 | 279.3 | 296.2 | 290.6 | 0.3 | 0
23:00 | -27.1 | -8.3 | 0 | 0 | 278.6 | 295.9 | 290.5 | 0.7 | 0
May
| solar | solar | direct | diffuse | outdoor | indoor | window | heating | blinds
| altitude | azimuth | radiation | radiation | temp. | temp. | temp. | load | closed
| (degrees) | (degrees) | (W-h/m2) | (W-h/m2) | (K) | (K) | (K) | (W-h/m2) | (% time)
midnight | -17.9 | 7.4 | 0 | 0 | 281 | 294.1 | 289.8 | 76.2 | 0
1:00 | -15.5 | 22 | 0 | 0 | 280.8 | 294.1 | 289.7 | 77.1 | 0
2:00 | -11.1 | 35.8 | 0 | 0 | 280.5 | 294.1 | 289.7 | 77.6 | 0
3:00 | -5 | 48.7 | 0 | 0 | 280.2 | 294.1 | 289.5 | 76.3 | 0
4:00 | 2.4 | 60.8 | 12.8 | 10.9 | 280.2 | 294.1 | 289.8 | 77.7 | 0
5:00 | 10.7 | 72.3 | 41.5 | 40.6 | 280.5 | 294.1 | 290.5 | 75.6 | 0
6:00 | 19.6 | 83.7 | 18 | 62.9 | 280.9 | 294.1 | 290.6 | 75.7 | 0
7:00 | 28.7 | 95.6 | 0 | 84.8 | 281.8 | 294.1 | 291 | 66.6 | 0
8:00 | 37.6 | 108.8 | 0 | 101.3 | 282.7 | 295.8 | 292.4 | 0.9 | 0
9:00 | 45.8 | 124.4 | 0 | 131.7 | 283.7 | 296.1 | 293.5 | 1.2 | 0
10:00 | 52.4 | 143.6 | 0 | 145.9 | 284.8 | 295.9 | 293.9 | 1.1 | 0
11:00 | 56.2 | 167.2 | 0 | 152.2 | 285.8 | 296.1 | 294.2 | 0.7 | 0
noon | 56.2 | -167.2 | 0 | 145.7 | 286.8 | 296.4 | 294.6 | 0.5 | 0
13:00 | 52.4 | -143.6 | 0 | 137.1 | 287.6 | 296.7 | 295 | 0.5 | 0
14:00 | 45.8 | -124.4 | 0 | 134.2 | 288 | 296.4 | 295 | 0.4 | 0
15:00 | 37.6 | -108.8 | 0 | 116.3 | 288 | 296.4 | 294.9 | 0.3 | 0
16:00 | 28.7 | -95.6 | 0 | 97.6 | 287.9 | 296.4 | 294.6 | 0.3 | 0
17:00 | 19.6 | -83.7 | 19 | 74.3 | 287.3 | 295.9 | 294.1 | 0.4 | 0
18:00 | 10.7 | -72.3 | 47.9 | 48.7 | 286.3 | 295.8 | 293.9 | 0.3 | 0
19:00 | 2.4 | -60.8 | 25.2 | 18.1 | 285.1 | 296.2 | 292.9 | 0.3 | 0
20:00 | -5 | -48.7 | 0 | 0 | 284 | 296 | 291.9 | 0.2 | 0
21:00 | -11.1 | -35.8 | 0 | 0 | 283.1 | 295.9 | 291.6 | 0.3 | 0
22:00 | -15.5 | -22 | 0 | 0 | 282.3 | 296 | 291.5 | 0.2 | 0
23:00 | -17.9 | -7.4 | 0 | 0 | 281.5 | 296.1 | 291.3 | 0.4 | 0
June
| solar | solar | direct | diffuse | outdoor | indoor | window | heating | blinds
| altitude | azimuth | radiation | radiation | temp. | temp. | temp. | load | closed
| (degrees) | (degrees) | (W-h/m2) | (W-h/m2) | (K) | (K) | (K) | (W-h/m2) | (% time)
midnight | -13.8 | 7 | 0 | 0 | 284.5 | 294.1 | 290.9 | 43.3 | 0
1:00 | -11.6 | 21 | 0 | 0 | 284.2 | 294.1 | 290.9 | 42.4 | 0
2:00 | -7.3 | 34.3 | 0 | 0 | 283.9 | 294.1 | 290.7 | 39.1 | 0
3:00 | -1.4 | 46.7 | 0 | 0 | 283.6 | 294.1 | 290.6 | 38.1 | 0
4:00 | 5.8 | 58.4 | 47 | 27.4 | 283.7 | 294.2 | 291.6 | 38.4 | 0
5:00 | 14 | 69.7 | 54.6 | 52.4 | 284.2 | 294.3 | 292.1 | 37.7 | 0
6:00 | 22.8 | 80.8 | 26.7 | 76.8 | 284.6 | 294.4 | 292.2 | 38.6 | 0
7:00 | 31.9 | 92.5 | 0 | 90.6 | 285.2 | 294.4 | 292.3 | 37.3 | 0
8:00 | 40.9 | 105.5 | 0 | 104.6 | 286.2 | 296.4 | 294 | 0.3 | 0
9:00 | 49.2 | 121 | 0 | 130.5 | 287.2 | 296.4 | 294.7 | 0.2 | 0
10:00 | 56.1 | 140.8 | 0 | 140.9 | 288.1 | 296.5 | 295.3 | 0.2 | 0
11:00 | 60.2 | 166 | 0 | 149.1 | 289.1 | 297.4 | 296.1 | 0.2 | 0
noon | 60.2 | -166 | 0 | 150.4 | 290 | 297.9 | 296.8 | 0.1 | 0
13:00 | 56.1 | -140.8 | 0 | 149.6 | 290.6 | 298.2 | 297.1 | 0 | 0
14:00 | 49.2 | -121 | 0 | 133.5 | 291 | 297.8 | 296.9 | 0.1 | 0
15:00 | 40.9 | -105.5 | 0 | 111.8 | 291.1 | 297.4 | 296.7 | 0 | 0
16:00 | 31.9 | -92.5 | 0 | 113.1 | 290.9 | 297.5 | 296.5 | 0 | 0
17:00 | 22.8 | -80.8 | 25.1 | 93.4 | 290.2 | 297.2 | 296 | 0.2 | 0
18:00 | 14 | -69.7 | 50.8 | 67.2 | 289.3 | 297 | 295.6 | 0.2 | 0
19:00 | 5.8 | -58.4 | 47.8 | 41 | 288.3 | 296.7 | 294.9 | 0.2 | 0
20:00 | -1.4 | -46.7 | 0 | 0 | 287.4 | 296.3 | 293.7 | 0.1 | 0
21:00 | -7.3 | -34.3 | 0 | 0 | 286.4 | 295.9 | 293.1 | 0.2 | 0
22:00 | -11.6 | -21 | 0 | 0 | 285.7 | 296.1 | 292.5 | 0.2 | 0
23:00 | -13.8 | -7 | 0 | 0 | 284.8 | 296.1 | 292.2 | 0.2 | 0
July
| solar | solar | direct | diffuse | outdoor | indoor | window | heating | blinds
| altitude | azimuth | radiation | radiation | temp. | temp. | temp. | load | closed
| (degrees) | (degrees) | (W-h/m2) | (W-h/m2) | (K) | (K) | (K) | (W-h/m2) | (% time)
midnight | -15.9 | 7.2 | 0 | 0 | 286.4 | 294.7 | 292.1 | 16.2 | 0
1:00 | -13.7 | 21.5 | 0 | 0 | 286.1 | 294.2 | 291.6 | 19.9 | 0
2:00 | -9.3 | 35.1 | 0 | 0 | 285.6 | 294.1 | 291.3 | 20.3 | 0
3:00 | -3.3 | 47.8 | 0 | 0 | 285.3 | 294.1 | 291.2 | 18.8 | 0
4:00 | 4 | 59.7 | 7.4 | 13.9 | 285.5 | 294.2 | 291.6 | 19.7 | 0
5:00 | 12.3 | 71 | 22.1 | 43.4 | 285.8 | 294.8 | 292.5 | 16.5 | 0
6:00 | 21.1 | 82.3 | 12.9 | 72.5 | 286.4 | 295.5 | 293.3 | 16.4 | 0
7:00 | 30.2 | 94.1 | 0 | 90.2 | 286.8 | 295.9 | 293.8 | 14.2 | 0
8:00 | 39.2 | 107.3 | 0 | 107.5 | 287.6 | 296.8 | 295 | 0.1 | 0
9:00 | 47.4 | 122.8 | 0 | 130 | 288.7 | 297 | 295.7 | 0 | 0
10:00 | 54.2 | 142.4 | 0 | 152.9 | 289.7 | 297.2 | 296.4 | 0 | 0
11:00 | 58.1 | 166.6 | 0 | 166.1 | 290.7 | 297.7 | 296.9 | 0 | 0
noon | 58.1 | -166.6 | 0 | 174.3 | 291.7 | 298 | 297.7 | 0 | 0
13:00 | 54.2 | -142.4 | 0 | 161.4 | 292.5 | 298 | 297.9 | 0 | 0
14:00 | 47.4 | -122.8 | 0 | 145.3 | 292.9 | 297.6 | 297.6 | 0 | 0
15:00 | 39.2 | -107.3 | 0 | 120.5 | 293 | 297.6 | 297.4 | 0 | 0
16:00 | 30.2 | -94.1 | 0 | 114.7 | 292.8 | 297.6 | 297.2 | 0 | 0
17:00 | 21.1 | -82.3 | 18.9 | 91.1 | 292.4 | 297.4 | 296.8 | 0 | 0
18:00 | 12.3 | -71 | 59.5 | 68.5 | 291.5 | 297.6 | 297 | 0 | 0
19:00 | 4 | -59.7 | 57.7 | 35.1 | 290.4 | 297.6 | 296.1 | 0 | 0
20:00 | -3.3 | -47.8 | 0 | 0 | 289.3 | 297.3 | 294.5 | 0 | 0
21:00 | -9.3 | -35.1 | 0 | 0 | 288.4 | 297.2 | 294.1 | 0 | 0
22:00 | -13.7 | -21.5 | 0 | 0 | 287.5 | 297.1 | 293.7 | 0 | 0
23:00 | -15.9 | -7.2 | 0 | 0 | 286.8 | 297.1 | 293.4 | 0 | 0
August
| solar | solar | direct | diffuse | outdoor | indoor | window | heating | blinds
| altitude | azimuth | radiation | radiation | temp. | temp. | temp. | load | closed
| (degrees) | (degrees) | (W-h/m2) | (W-h/m2) | (K) | (K) | (K) | (W-h/m2) | (% time)
midnight | -23.7 | 7.9 | 0 | 0 | 286.4 | 294.5 | 291.9 | 14.3 | 0
1:00 | -21.3 | 23.5 | 0 | 0 | 286 | 294.2 | 291.5 | 15.8 | 0
2:00 | -16.6 | 38.1 | 0 | 0 | 285.9 | 294.1 | 291.4 | 17.5 | 0
3:00 | -10.1 | 51.6 | 0 | 0 | 285.4 | 294.1 | 291.2 | 18.7 | 0
4:00 | -2.4 | 64.1 | 0 | 0 | 285.1 | 294.1 | 291.1 | 21 | 0
5:00 | 6 | 75.9 | 12.7 | 19 | 285.3 | 294.4 | 291.6 | 19.4 | 0
6:00 | 15.1 | 87.6 | 5.8 | 45.6 | 285.9 | 294.9 | 292.4 | 17.8 | 0
7:00 | 24.2 | 99.7 | 0 | 76 | 286.5 | 295.5 | 293.2 | 17.6 | 0
8:00 | 32.9 | 113.1 | 0 | 96.4 | 287.3 | 296.9 | 294.7 | 0 | 0
9:00 | 40.7 | 128.5 | 0 | 119 | 288.2 | 297.4 | 295.4 | 0 | 0
10:00 | 46.9 | 146.9 | 0 | 144.3 | 289.3 | 297 | 296.1 | 0 | 0
11:00 | 50.3 | 168.5 | 0 | 156.9 | 290.4 | 297.4 | 296.5 | 0 | 0
noon | 50.3 | -168.5 | 0 | 169.1 | 291.3 | 297.6 | 297.4 | 0 | 0
13:00 | 46.9 | -146.9 | 0 | 150.2 | 292 | 297.9 | 297.6 | 0 | 0
14:00 | 40.7 | -128.5 | 0 | 130.8 | 292.5 | 297.7 | 297.5 | 0 | 0
15:00 | 32.9 | -113.1 | 0 | 103.7 | 292.6 | 297.7 | 297.3 | 0 | 0
16:00 | 24.2 | -99.7 | 0 | 76.7 | 292.2 | 297.7 | 296.8 | 0 | 0
17:00 | 15.1 | -87.6 | 6.3 | 56.4 | 291.7 | 297.5 | 296.1 | 0 | 0
18:00 | 6 | -75.9 | 24.9 | 35.1 | 290.9 | 297.2 | 295.9 | 0 | 0
19:00 | -2.4 | -64.1 | 0 | 6 | 289.9 | 296.9 | 294.9 | 0 | 0
20:00 | -10.1 | -51.6 | 0 | 0 | 289 | 296.9 | 294.5 | 0 | 0
21:00 | -16.6 | -38.1 | 0 | 0 | 288.1 | 296.7 | 294.1 | 0 | 0
22:00 | -21.3 | -23.5 | 0 | 0 | 287.3 | 296.7 | 293.8 | 0 | 0
23:00 | -23.7 | -7.9 | 0 | 0 | 286.6 | 296.7 | 293.5 | 0 | 0
September
| solar | solar | direct | diffuse | outdoor | indoor | window | heating | blinds
| altitude | azimuth | radiation | radiation | temp. | temp. | temp. | load | closed
| (degrees) | (degrees) | (W-h/m2) | (W-h/m2) | (K) | (K) | (K) | (W-h/m2) | (% time)
midnight | -35.1 | 9.1 | 0 | 0 | 284.9 | 294.5 | 291.4 | 43 | 0
1:00 | -32.3 | 26.9 | 0 | 0 | 284.8 | 294.3 | 291.2 | 43.3 | 0
2:00 | -27.1 | 43.1 | 0 | 0 | 284.5 | 294.2 | 291 | 42.9 | 0
3:00 | -20 | 57.5 | 0 | 0 | 284.3 | 294.1 | 290.9 | 42.3 | 0
4:00 | -11.8 | 70.6 | 0 | 0 | 284.1 | 294.1 | 290.8 | 43.1 | 0
5:00 | -3 | 82.8 | 0 | 0.3 | 284 | 294.1 | 290.8 | 45.2 | 0
6:00 | 6 | 94.7 | 0 | 19.9 | 284.3 | 294.2 | 291.1 | 42.5 | 0
7:00 | 15 | 107 | 0 | 44.4 | 284.7 | 294.7 | 291.8 | 37.3 | 0
8:00 | 23.3 | 120.2 | 0 | 67.9 | 285.4 | 297 | 293.8 | 0.3 | 0
9:00 | 30.6 | 135 | 0 | 89.9 | 286.1 | 296.9 | 294.3 | 0.6 | 0
10:00 | 36 | 151.7 | 0 | 104.9 | 286.8 | 297 | 294.7 | 0.3 | 0
11:00 | 39 | 170.3 | 0 | 105.9 | 287.6 | 297.1 | 295 | 0.2 | 0
noon | 39 | -170.3 | 0 | 104.9 | 288.3 | 296.9 | 295.3 | 0.2 | 0
13:00 | 36 | -151.7 | 0 | 101.4 | 288.9 | 297.1 | 295.6 | 0.2 | 0
14:00 | 30.6 | -135 | 0 | 92.6 | 289.4 | 297.2 | 295.5 | 0.1 | 0
15:00 | 23.3 | -120.2 | 0 | 73.2 | 289.5 | 297 | 295.3 | 0.1 | 0
16:00 | 15 | -107 | 0 | 44.6 | 289.3 | 297.2 | 294.9 | 0 | 0
17:00 | 6 | -94.7 | 0 | 23.9 | 288.6 | 296.7 | 294.5 | 0.1 | 0
18:00 | -3 | -82.8 | 0 | 2.4 | 287.8 | 296.7 | 293.8 | 0.1 | 0
19:00 | -11.8 | -70.6 | 0 | 0 | 287.1 | 296.5 | 293.5 | 0.2 | 0
20:00 | -20 | -57.5 | 0 | 0 | 286.5 | 296.5 | 293.2 | 0.2 | 0
21:00 | -27.1 | -43.1 | 0 | 0 | 285.9 | 296.7 | 293.2 | 0.2 | 0
22:00 | -32.3 | -26.9 | 0 | 0 | 285.3 | 296.6 | 293 | 0.2 | 0
23:00 | -35.1 | -9.1 | 0 | 0 | 285 | 296.5 | 292.9 | 0.2 | 0
October
| solar | solar | direct | diffuse | outdoor | indoor | window | heating | blinds
| altitude | azimuth | radiation | radiation | temp. | temp. | temp. | load | closed
| (degrees) | (degrees) | (W-h/m2) | (W-h/m2) | (K) | (K) | (K) | (W-h/m2) | (% time)
midnight | -47 | 10.8 | 0 | 0 | 282.1 | 294.1 | 290.2 | 58.8 | 0
1:00 | -43.7 | 31.4 | 0 | 0 | 282.1 | 294.1 | 290.2 | 57.9 | 0
2:00 | -37.8 | 49.3 | 0 | 0 | 282 | 294.1 | 290.1 | 59.3 | 0
3:00 | -30.1 | 64.6 | 0 | 0 | 281.8 | 294.1 | 290.1 | 60.3 | 0
4:00 | -21.5 | 78 | 0 | 0 | 281.8 | 294.1 | 290.1 | 61.7 | 0
5:00 | -12.4 | 90.2 | 0 | 0 | 281.7 | 294.1 | 290 | 66.5 | 0
6:00 | -3.4 | 102 | 0 | 0.8 | 281.8 | 294.1 | 290.1 | 67.1 | 0
7:00 | 5.2 | 114 | 0 | 16.8 | 282.2 | 294.1 | 290.4 | 65.3 | 0
8:00 | 13 | 126.6 | 0 | 37.6 | 282.6 | 296.2 | 292.3 | 0.3 | 0
9:00 | 19.7 | 140.4 | 0 | 61.3 | 283.3 | 296.4 | 292.4 | 0.9 | 0
10:00 | 24.5 | 155.5 | 0 | 70.4 | 283.9 | 296 | 293 | 1 | 0
11:00 | 27.1 | 171.7 | 0 | 81.3 | 284.6 | 296.3 | 293 | 0.7 | 0
noon | 27.1 | -171.7 | 0 | 79 | 285.1 | 296.3 | 293.4 | 0.8 | 0
13:00 | 24.5 | -155.5 | 0 | 65.6 | 285.4 | 296.1 | 293.2 | 0.7 | 0
14:00 | 19.7 | -140.4 | 0 | 49.7 | 285.5 | 296.1 | 293.1 | 0.7 | 0
15:00 | 13 | -126.6 | 0 | 33.4 | 285.3 | 296 | 293 | 0.4 | 0
16:00 | 5.2 | -114 | 0 | 14.6 | 284.7 | 296 | 292.5 | 0.3 | 0
17:00 | -3.4 | -102 | 0 | 0.4 | 284.1 | 296 | 292.2 | 0.4 | 0
18:00 | -12.4 | -90.2 | 0 | 0 | 283.5 | 296 | 292 | 0.2 | 0
19:00 | -21.5 | -78 | 0 | 0 | 283.1 | 296.4 | 291.8 | 0.2 | 0
20:00 | -30.1 | -64.6 | 0 | 0 | 282.8 | 295.8 | 291.7 | 0.5 | 0
21:00 | -37.8 | -49.3 | 0 | 0 | 282.5 | 296.2 | 291.6 | 0.1 | 0
22:00 | -43.7 | -31.4 | 0 | 0 | 282.4 | 296.1 | 291.8 | 0.3 | 0
23:00 | -47 | -10.8 | 0 | 0 | 282.2 | 296.1 | 291.5 | 0.2 | 0
November
| solar | solar | direct | diffuse | outdoor | indoor | window | heating | blinds
| altitude | azimuth | radiation | radiation | temp. | temp. | temp. | load | closed
| (degrees) | (degrees) | (W-h/m2) | (W-h/m2) | (K) | (K) | (K) | (W-h/m2) | (% time)
midnight | -56.2 | 12.8 | 0 | 0 | 278.9 | 294.1 | 289.1 | 104.6 | 0
1:00 | -52.4 | 36.3 | 0 | 0 | 278.8 | 294.1 | 289.1 | 105.3 | 0
2:00 | -45.8 | 55.6 | 0 | 0 | 278.6 | 294.1 | 289.1 | 111.4 | 0
3:00 | -37.7 | 71.1 | 0 | 0 | 278.5 | 294.1 | 289 | 107.8 | 0
4:00 | -28.8 | 84.3 | 0 | 0 | 278.4 | 294.1 | 289 | 103.8 | 0
5:00 | -19.7 | 96.2 | 0 | 0 | 278.4 | 294.1 | 289 | 107.3 | 0
6:00 | -10.7 | 107.7 | 0 | 0 | 278.3 | 294.1 | 289 | 107.6 | 0
7:00 | -2.4 | 119.2 | 0 | 1 | 278.2 | 294.1 | 288.9 | 108.2 | 0
8:00 | 5 | 131.2 | 0 | 16 | 278.4 | 295.8 | 290.4 | 0.1 | 0
9:00 | 11.1 | 144.1 | 0 | 30.1 | 278.8 | 295.8 | 290.8 | 1.2 | 0
10:00 | 15.5 | 157.9 | 0 | 45.9 | 279.2 | 295.9 | 291 | 1.5 | 0
11:00 | 17.8 | 172.5 | 0 | 57.8 | 279.7 | 296 | 291.2 | 1.4 | 0
noon | 17.8 | -172.5 | 0 | 55.3 | 280.1 | 295.5 | 291.5 | 1.3 | 0
13:00 | 15.5 | -157.9 | 0 | 47.3 | 280.3 | 296 | 291.3 | 1.2 | 0
14:00 | 11.1 | -144.1 | 0 | 30.2 | 280.4 | 295.8 | 291.3 | 1.1 | 0
15:00 | 5 | -131.2 | 0 | 12.9 | 280.2 | 295.7 | 290.9 | 0.9 | 0
16:00 | -2.4 | -119.2 | 0 | 0 | 280 | 295.8 | 290.8 | 0.3 | 0
17:00 | -10.7 | -107.7 | 0 | 0 | 279.7 | 296.1 | 290.7 | 0.1 | 0
18:00 | -19.7 | -96.2 | 0 | 0 | 279.6 | 296 | 290.8 | 0.2 | 0
19:00 | -28.8 | -84.3 | 0 | 0 | 279.4 | 296.3 | 290.7 | 0.1 | 0
20:00 | -37.7 | -71.1 | 0 | 0 | 279.4 | 295.8 | 290.5 | 0.4 | 0
21:00 | -45.8 | -55.6 | 0 | 0 | 279.2 | 296 | 290.5 | 0.1 | 0
22:00 | -52.4 | -36.3 | 0 | 0 | 279 | 296.1 | 290.5 | 0.1 | 0
23:00 | -56.2 | -12.8 | 0 | 0 | 278.8 | 296 | 290.3 | 0.2 | 0
December
| solar | solar | direct | diffuse | outdoor | indoor | window | heating | blinds
| altitude | azimuth | radiation | radiation | temp. | temp. | temp. | load | closed
| (degrees) | (degrees) | (W-h/m2) | (W-h/m2) | (K) | (K) | (K) | (W-h/m2) | (% time)
midnight | -60.2 | 13.9 | 0 | 0 | 276.9 | 294.1 | 288.5 | 109.6 | 0
1:00 | -56.1 | 39.1 | 0 | 0 | 276.8 | 294.1 | 288.5 | 113.5 | 0
2:00 | -49.2 | 58.9 | 0 | 0 | 276.8 | 294.1 | 288.5 | 113.9 | 0
3:00 | -40.9 | 74.4 | 0 | 0 | 276.8 | 294.1 | 288.5 | 113.8 | 0
4:00 | -31.9 | 87.4 | 0 | 0 | 276.9 | 294.1 | 288.5 | 111.2 | 0
5:00 | -22.8 | 99.1 | 0 | 0 | 277 | 294.1 | 288.5 | 114.2 | 0
6:00 | -14 | 110.2 | 0 | 0 | 276.9 | 294.1 | 288.5 | 111.4 | 0
7:00 | -5.8 | 121.5 | 0 | 0 | 276.9 | 294.1 | 288.5 | 108.6 | 0
8:00 | 1.4 | 133.2 | 0 | 1.8 | 277.1 | 295.3 | 289.2 | 0 | 0
9:00 | 7.3 | 145.7 | 0 | 14.9 | 277.3 | 295.8 | 290 | 0.4 | 0
10:00 | 11.6 | 158.9 | 0 | 28.6 | 277.7 | 295.7 | 290.5 | 1.3 | 0
11:00 | 13.8 | 172.9 | 0 | 36.8 | 277.9 | 295.9 | 290.4 | 1.2 | 0
noon | 13.8 | -172.9 | 0 | 37.9 | 278.2 | 295.9 | 290.4 | 1.8 | 0
13:00 | 11.6 | -158.9 | 0 | 29 | 278.4 | 296 | 290.4 | 0.8 | 0
14:00 | 7.3 | -145.7 | 0 | 18.1 | 278.3 | 296.2 | 290.5 | 1 | 0
15:00 | 1.4 | -133.2 | 0 | 4.7 | 278.2 | 296 | 290.3 | 0.4 | 0
16:00 | -5.8 | -121.5 | 0 | 0 | 277.8 | 296.1 | 290.3 | 0.2 | 0
17:00 | -14 | -110.2 | 0 | 0 | 277.7 | 296.2 | 290.2 | 0.2 | 0
18:00 | -22.8 | -99.1 | 0 | 0 | 277.5 | 296.1 | 290.1 | 0.3 | 0
19:00 | -31.9 | -87.4 | 0 | 0 | 277.5 | 296.2 | 290.1 | 0.3 | 0
20:00 | -40.9 | -74.4 | 0 | 0 | 277.3 | 296 | 289.8 | 0.3 | 0
21:00 | -49.2 | -58.9 | 0 | 0 | 277.1 | 296.1 | 290 | 0.2 | 0
22:00 | -56.1 | -39.1 | 0 | 0 | 277.1 | 296.1 | 290 | 0.2 | 0
23:00 | -60.2 | -13.9 | 0 | 0 | 277 | 296.1 | 289.8 | 0.3 | 0

## Sheet88
Scenario One (blue)
Tue Dec 03 2019 23:41:45 GMT+0000 (Greenwich Mean Time)
Setup Information:
Building
Location | UK - London
Building length, side A | N/A
Building length, side B | N/A
Simulation Type
Simulation Type | one_sided
Window Description
Typology | dgu_nb
Glazing Type | clear
Window Area | 88%
Wall Description
Insulation R-Value | 99999999.9 m2-K/W
Occupancy
Type | Low-rise Residential
Occupancy Load | 0.000 people per m2
Lighting Requirements | 400 lux
Equipment Load | 0.00 W/m2
Room Ventilation
Air Change Rate per Occupant | 15.0 liters / sec per person
Total Air Change Rate | 0.0 roomfuls per hour
Lighting Control
Lighting Control | lights do not respond to daylight: all lights fully on while building is occupied
Representative Room
Orientation | north
Room Depth | 27 m
Room Width | 5 m
Room Height | 2.2 m
Thermal Mass
Thermal Mass | none
Overhang
Overhang Depth | 0 m
Roof
Roof Type | adiabatic roof
Simulation Results:
Primary Energy Use and CO2 Emissions
| heating | cooling | lighting | total | CO2
| energy | energy | energy | energy | emissions
| (kWh/m2) | (kWh/m2) | (kWh/m2) | (kWh/m2) | (kg/m2)
January | 33.4 | 0 | 7.3 | 40.7 | 8.1
February | 28 | 0 | 6.6 | 34.6 | 6.9
March | 32.2 | 0 | 7.3 | 39.5 | 7.9
April | 26.1 | 0 | 7.1 | 33.2 | 6.6
May | 18.9 | 0 | 7.3 | 26.2 | 5.2
June | 9.5 | 0 | 7.1 | 16.6 | 3.3
July | 4.4 | 0 | 7.3 | 11.7 | 2.3
August | 4.4 | 0 | 7.3 | 11.7 | 2.3
September | 10.3 | 0 | 7.1 | 17.4 | 3.5
October | 15.6 | 0 | 7.3 | 22.9 | 4.6
November | 26 | 0 | 7.1 | 33.1 | 6.6
December | 28 | 0 | 7.3 | 35.3 | 7.1
Total | 236.8 | 0 | 86.1 | 322.9 | 64.6 | yearly energy
January
| solar | solar | direct | diffuse | outdoor | indoor | window | heating | blinds
| altitude | azimuth | radiation | radiation | temp. | temp. | temp. | load | closed
| (degrees) | (degrees) | (W-h/m2) | (W-h/m2) | (K) | (K) | (K) | (W-h/m2) | (% time)
midnight | -58.1 | 13.3 | 0 | 0 | 275.9 | 294.1 | 288.2 | 137.2 | 0
1:00 | -54.2 | 37.6 | 0 | 0 | 275.8 | 294.1 | 288.2 | 136.5 | 0
2:00 | -47.5 | 57.1 | 0 | 0 | 275.8 | 294.1 | 288.2 | 135 | 0
3:00 | -39.2 | 72.7 | 0 | 0 | 275.7 | 294.1 | 288.1 | 130.8 | 0
4:00 | -30.2 | 85.8 | 0 | 0 | 275.6 | 294.1 | 288.1 | 133.5 | 0
5:00 | -21.1 | 97.6 | 0 | 0 | 275.6 | 294.1 | 288.1 | 133.4 | 0
6:00 | -12.3 | 108.9 | 0 | 0 | 275.5 | 294.1 | 288.1 | 131.1 | 0
7:00 | -4 | 120.3 | 0 | 0 | 275.5 | 294.1 | 288.1 | 129.9 | 0
8:00 | 3.3 | 132.2 | 0 | 5.1 | 275.7 | 295.1 | 288.7 | 0 | 0
9:00 | 9.3 | 144.9 | 0 | 20.2 | 276.1 | 296.1 | 289.6 | 0.4 | 0
10:00 | 13.6 | 158.4 | 0 | 34.6 | 276.5 | 295.9 | 289.9 | 1.6 | 0
11:00 | 15.9 | 172.7 | 0 | 40.5 | 276.7 | 295.6 | 290.1 | 1.7 | 0
noon | 15.9 | -172.7 | 0 | 42.7 | 277.2 | 296.1 | 290.3 | 1.4 | 0
13:00 | 13.6 | -158.4 | 0 | 38.1 | 277.6 | 296 | 290.1 | 1.7 | 0
14:00 | 9.3 | -144.9 | 0 | 26.7 | 277.5 | 295.8 | 290.2 | 1.1 | 0
15:00 | 3.3 | -132.2 | 0 | 13.2 | 277.3 | 296 | 290.3 | 0.7 | 0
16:00 | -4 | -120.3 | 0 | 0.6 | 277 | 296 | 289.7 | 0.2 | 0
17:00 | -12.3 | -108.9 | 0 | 0 | 276.8 | 296 | 289.8 | 0.3 | 0
18:00 | -21.1 | -97.6 | 0 | 0 | 276.5 | 295.8 | 289.7 | 0.3 | 0
19:00 | -30.2 | -85.8 | 0 | 0 | 276.3 | 295.7 | 289.5 | 0.4 | 0
20:00 | -39.2 | -72.7 | 0 | 0 | 276.1 | 296.1 | 289.5 | 0 | 0
21:00 | -47.5 | -57.1 | 0 | 0 | 276.1 | 295.8 | 289.6 | 0.3 | 0
22:00 | -54.2 | -37.6 | 0 | 0 | 276 | 295.8 | 289.3 | 0.2 | 0
23:00 | -58.1 | -13.3 | 0 | 0 | 275.9 | 295.9 | 289.4 | 0.2 | 0
February
| solar | solar | direct | diffuse | outdoor | indoor | window | heating | blinds
| altitude | azimuth | radiation | radiation | temp. | temp. | temp. | load | closed
| (degrees) | (degrees) | (W-h/m2) | (W-h/m2) | (K) | (K) | (K) | (W-h/m2) | (% time)
midnight | -50.4 | 11.4 | 0 | 0 | 275.4 | 294.1 | 288 | 117.5 | 0
1:00 | -46.9 | 33 | 0 | 0 | 275.3 | 294.1 | 288 | 112.1 | 0
2:00 | -40.8 | 51.4 | 0 | 0 | 275.2 | 294.1 | 288 | 116.3 | 0
3:00 | -32.9 | 66.9 | 0 | 0 | 275.2 | 294.1 | 288 | 122.8 | 0
4:00 | -24.2 | 80.2 | 0 | 0 | 275.2 | 294.1 | 288 | 124.8 | 0
5:00 | -15.1 | 92.3 | 0 | 0 | 275.1 | 294.1 | 287.9 | 129.4 | 0
6:00 | -6.1 | 104 | 0 | 0 | 275.1 | 294.1 | 287.9 | 129.2 | 0
7:00 | 2.4 | 115.9 | 0 | 2.3 | 275.1 | 294.1 | 288 | 132.8 | 0
8:00 | 10.1 | 128.3 | 0 | 20.6 | 275.5 | 295.7 | 289.3 | 0.1 | 0
9:00 | 16.5 | 141.8 | 0 | 40.4 | 276.1 | 296.4 | 290 | 1.4 | 0
10:00 | 21.2 | 156.4 | 0 | 55.1 | 276.7 | 295.5 | 290.1 | 2.9 | 0
11:00 | 23.7 | 172 | 0 | 60.6 | 277.3 | 295.8 | 290.8 | 2.2 | 0
noon | 23.7 | -172 | 0 | 65.1 | 277.9 | 295.9 | 290.9 | 2.3 | 0
13:00 | 21.2 | -156.4 | 0 | 57 | 278.4 | 295.8 | 290.8 | 1.9 | 0
14:00 | 16.5 | -141.8 | 0 | 53.5 | 278.5 | 296.3 | 290.8 | 1.7 | 0
15:00 | 10.1 | -128.3 | 0 | 36 | 278.3 | 295.7 | 290.5 | 1.7 | 0
16:00 | 2.4 | -115.9 | 0 | 14.5 | 277.7 | 296.1 | 290.3 | 0.8 | 0
17:00 | -6.1 | -104 | 0 | 0.3 | 277.1 | 296.1 | 290 | 0.1 | 0
18:00 | -15.1 | -92.3 | 0 | 0 | 276.7 | 296.4 | 290 | 0 | 0
19:00 | -24.2 | -80.2 | 0 | 0 | 276.3 | 296.1 | 289.7 | 0.5 | 0
20:00 | -32.9 | -66.9 | 0 | 0 | 276 | 296 | 289.6 | 0.3 | 0
21:00 | -40.8 | -51.4 | 0 | 0 | 275.7 | 296.2 | 289.6 | 0 | 0
22:00 | -46.9 | -33 | 0 | 0 | 275.5 | 296.1 | 289.5 | 0.2 | 0
23:00 | -50.4 | -11.4 | 0 | 0 | 275.4 | 296 | 289.3 | 0.2 | 0
March
| solar | solar | direct | diffuse | outdoor | indoor | window | heating | blinds
| altitude | azimuth | radiation | radiation | temp. | temp. | temp. | load | closed
| (degrees) | (degrees) | (W-h/m2) | (W-h/m2) | (K) | (K) | (K) | (W-h/m2) | (% time)
midnight | -39 | 9.6 | 0 | 0 | 276.9 | 294.1 | 288.5 | 129.5 | 0
1:00 | -36 | 28.2 | 0 | 0 | 276.8 | 294.1 | 288.5 | 133.1 | 0
2:00 | -30.6 | 45 | 0 | 0 | 276.7 | 294.1 | 288.4 | 137.3 | 0
3:00 | -23.4 | 59.7 | 0 | 0 | 276.5 | 294.1 | 288.4 | 129.9 | 0
4:00 | -15 | 72.9 | 0 | 0 | 276.3 | 294.1 | 288.3 | 131.2 | 0
5:00 | -6.1 | 85.2 | 0 | 0 | 276.4 | 294.1 | 288.3 | 126 | 0
6:00 | 2.9 | 97.1 | 0 | 4.1 | 276.6 | 294.1 | 288.4 | 118.3 | 0
7:00 | 11.8 | 109.3 | 0 | 24.9 | 276.9 | 294.1 | 288.8 | 114.4 | 0
8:00 | 20 | 122.4 | 0 | 48.1 | 277.4 | 296.2 | 290.2 | 0.9 | 0
9:00 | 27 | 136.9 | 0 | 66.7 | 278 | 295.9 | 290.7 | 1.8 | 0
10:00 | 32.2 | 153.1 | 0 | 85.8 | 278.8 | 295.7 | 291.4 | 1.9 | 0
11:00 | 35.1 | 170.8 | 0 | 100 | 279.8 | 295.8 | 291.7 | 2.1 | 0
noon | 35.1 | -170.8 | 0 | 101.7 | 280.5 | 295.7 | 291.9 | 2.2 | 0
13:00 | 32.2 | -153.1 | 0 | 93 | 281.2 | 295.8 | 292.1 | 1.5 | 0
14:00 | 27 | -136.9 | 0 | 79.8 | 281.5 | 296 | 291.9 | 1.3 | 0
15:00 | 20 | -122.4 | 0 | 58.9 | 281.4 | 296.3 | 291.8 | 1.4 | 0
16:00 | 11.8 | -109.3 | 0 | 34.5 | 280.9 | 296 | 291.2 | 1.3 | 0
17:00 | 2.9 | -97.1 | 0 | 15.4 | 280.1 | 296 | 290.9 | 0.9 | 0
18:00 | -6.1 | -85.2 | 0 | 0 | 279.4 | 295.9 | 290.4 | 0.4 | 0
19:00 | -15 | -72.9 | 0 | 0 | 278.7 | 295.5 | 290.1 | 0.6 | 0
20:00 | -23.4 | -59.7 | 0 | 0 | 278.2 | 295.8 | 290.1 | 0.3 | 0
21:00 | -30.6 | -45 | 0 | 0 | 277.8 | 295.8 | 289.8 | 0.5 | 0
22:00 | -36 | -28.2 | 0 | 0 | 277.3 | 295.7 | 289.7 | 0.4 | 0
23:00 | -39 | -9.6 | 0 | 0 | 277.1 | 295.6 | 289.5 | 0.6 | 0
April
| solar | solar | direct | diffuse | outdoor | indoor | window | heating | blinds
| altitude | azimuth | radiation | radiation | temp. | temp. | temp. | load | closed
| (degrees) | (degrees) | (W-h/m2) | (W-h/m2) | (K) | (K) | (K) | (W-h/m2) | (% time)
midnight | -27.1 | 8.3 | 0 | 0 | 278.5 | 294.1 | 289 | 106.3 | 0
1:00 | -24.5 | 24.4 | 0 | 0 | 278.2 | 294.1 | 288.9 | 104.5 | 0
2:00 | -19.7 | 39.5 | 0 | 0 | 278 | 294.1 | 288.9 | 106.2 | 0
3:00 | -13.1 | 53.3 | 0 | 0 | 277.7 | 294.1 | 288.8 | 108.2 | 0
4:00 | -5.2 | 66 | 0 | 0 | 277.4 | 294.1 | 288.7 | 107.3 | 0
5:00 | 3.4 | 78 | 3 | 8 | 277.6 | 294.1 | 288.8 | 105.8 | 0
6:00 | 12.4 | 89.8 | 0.4 | 33.9 | 278.1 | 294.1 | 289.2 | 108.2 | 0
7:00 | 21.5 | 102 | 0 | 60.7 | 278.8 | 294.1 | 289.8 | 103.9 | 0
8:00 | 30.1 | 115.3 | 0 | 79.7 | 279.5 | 295.7 | 291.6 | 1.7 | 0
9:00 | 37.7 | 130.6 | 0 | 102.3 | 280.6 | 296.1 | 291.9 | 2.5 | 0
10:00 | 43.7 | 148.5 | 0 | 121.4 | 281.5 | 295.6 | 292.7 | 2.6 | 0
11:00 | 47 | 169.1 | 0 | 133.9 | 282.5 | 296 | 293.1 | 1.9 | 0
noon | 47 | -169.1 | 0 | 135.6 | 283.5 | 295.9 | 293.3 | 1.6 | 0
13:00 | 43.7 | -148.5 | 0 | 127.4 | 284.2 | 295.7 | 293.4 | 1.4 | 0
14:00 | 37.7 | -130.6 | 0 | 116.3 | 284.7 | 296.1 | 293.4 | 1 | 0
15:00 | 30.1 | -115.3 | 0 | 86.8 | 285 | 296.2 | 293.3 | 1 | 0
16:00 | 21.5 | -102 | 0 | 66.8 | 284.7 | 296.1 | 292.9 | 0.9 | 0
17:00 | 12.4 | -89.8 | 0.5 | 41.3 | 283.9 | 296.3 | 292.1 | 0.9 | 0
18:00 | 3.4 | -78 | 12.3 | 16.4 | 283 | 295.7 | 292 | 0.9 | 0
19:00 | -5.2 | -66 | 0 | 0 | 282 | 296.1 | 291.5 | 0.2 | 0
20:00 | -13.1 | -53.3 | 0 | 0 | 281 | 295.6 | 291 | 0.9 | 0
21:00 | -19.7 | -39.5 | 0 | 0 | 280 | 295.7 | 290.8 | 0.4 | 0
22:00 | -24.5 | -24.4 | 0 | 0 | 279.3 | 296 | 290.6 | 0.3 | 0
23:00 | -27.1 | -8.3 | 0 | 0 | 278.6 | 296.1 | 290.4 | 0.4 | 0
May
| solar | solar | direct | diffuse | outdoor | indoor | window | heating | blinds
| altitude | azimuth | radiation | radiation | temp. | temp. | temp. | load | closed
| (degrees) | (degrees) | (W-h/m2) | (W-h/m2) | (K) | (K) | (K) | (W-h/m2) | (% time)
midnight | -17.9 | 7.4 | 0 | 0 | 281 | 294.1 | 289.8 | 76.4 | 0
1:00 | -15.5 | 22 | 0 | 0 | 280.8 | 294.1 | 289.7 | 77.1 | 0
2:00 | -11.1 | 35.8 | 0 | 0 | 280.5 | 294.1 | 289.7 | 77.6 | 0
3:00 | -5 | 48.7 | 0 | 0 | 280.2 | 294.1 | 289.5 | 76.3 | 0
4:00 | 2.4 | 60.8 | 12.8 | 10.9 | 280.2 | 294.1 | 289.8 | 77.7 | 0
5:00 | 10.7 | 72.3 | 41.5 | 40.6 | 280.5 | 294.1 | 290.5 | 75.6 | 0
6:00 | 19.6 | 83.7 | 18 | 62.9 | 280.9 | 294.1 | 290.6 | 75.7 | 0
7:00 | 28.7 | 95.6 | 0 | 84.8 | 281.8 | 294.1 | 291 | 66.6 | 0
8:00 | 37.6 | 108.8 | 0 | 101.3 | 282.7 | 295.8 | 292.4 | 0.9 | 0
9:00 | 45.8 | 124.4 | 0 | 131.7 | 283.7 | 296.1 | 293.6 | 1.2 | 0
10:00 | 52.4 | 143.6 | 0 | 145.9 | 284.8 | 296.1 | 293.8 | 1.1 | 0
11:00 | 56.2 | 167.2 | 0 | 152.2 | 285.8 | 296.3 | 294.2 | 0.7 | 0
noon | 56.2 | -167.2 | 0 | 145.7 | 286.8 | 296.5 | 294.6 | 0.5 | 0
13:00 | 52.4 | -143.6 | 0 | 137.1 | 287.6 | 296.8 | 295.1 | 0.4 | 0
14:00 | 45.8 | -124.4 | 0 | 134.2 | 288 | 296.6 | 295.2 | 0.5 | 0
15:00 | 37.6 | -108.8 | 0 | 116.3 | 288 | 296.4 | 294.8 | 0.3 | 0
16:00 | 28.7 | -95.6 | 0 | 97.6 | 287.9 | 296.3 | 294.6 | 0.3 | 0
17:00 | 19.6 | -83.7 | 19 | 74.3 | 287.3 | 296 | 294.1 | 0.3 | 0
18:00 | 10.7 | -72.3 | 47.9 | 48.7 | 286.3 | 295.9 | 294 | 0.3 | 0
19:00 | 2.4 | -60.8 | 25.2 | 18.1 | 285.1 | 296.3 | 292.8 | 0.2 | 0
20:00 | -5 | -48.7 | 0 | 0 | 284 | 296 | 292.1 | 0.2 | 0
21:00 | -11.1 | -35.8 | 0 | 0 | 283.1 | 295.9 | 291.6 | 0.3 | 0
22:00 | -15.5 | -22 | 0 | 0 | 282.3 | 296.1 | 291.6 | 0.4 | 0
23:00 | -17.9 | -7.4 | 0 | 0 | 281.5 | 295.9 | 291.1 | 0.3 | 0
June
| solar | solar | direct | diffuse | outdoor | indoor | window | heating | blinds
| altitude | azimuth | radiation | radiation | temp. | temp. | temp. | load | closed
| (degrees) | (degrees) | (W-h/m2) | (W-h/m2) | (K) | (K) | (K) | (W-h/m2) | (% time)
midnight | -13.8 | 7 | 0 | 0 | 284.5 | 294.1 | 290.9 | 43.2 | 0
1:00 | -11.6 | 21 | 0 | 0 | 284.2 | 294.1 | 290.9 | 42.4 | 0
2:00 | -7.3 | 34.3 | 0 | 0 | 283.9 | 294.1 | 290.7 | 39.1 | 0
3:00 | -1.4 | 46.7 | 0 | 0 | 283.6 | 294.1 | 290.6 | 38.1 | 0
4:00 | 5.8 | 58.4 | 47 | 27.4 | 283.7 | 294.2 | 291.6 | 38.4 | 0
5:00 | 14 | 69.7 | 54.6 | 52.4 | 284.2 | 294.3 | 292.1 | 37.7 | 0
6:00 | 22.8 | 80.8 | 26.7 | 76.8 | 284.6 | 294.4 | 292.2 | 38.5 | 0
7:00 | 31.9 | 92.5 | 0 | 90.6 | 285.2 | 294.4 | 292.4 | 37.3 | 0
8:00 | 40.9 | 105.5 | 0 | 104.6 | 286.2 | 296.4 | 294 | 0.3 | 0
9:00 | 49.2 | 121 | 0 | 130.5 | 287.2 | 296.4 | 294.7 | 0.2 | 0
10:00 | 56.1 | 140.8 | 0 | 140.9 | 288.1 | 296.3 | 295.2 | 0.2 | 0
11:00 | 60.2 | 166 | 0 | 149.1 | 289.1 | 297.3 | 296.1 | 0.2 | 0
noon | 60.2 | -166 | 0 | 150.4 | 290 | 297.8 | 296.8 | 0.1 | 0
13:00 | 56.1 | -140.8 | 0 | 149.6 | 290.6 | 298 | 297.2 | 0 | 0
14:00 | 49.2 | -121 | 0 | 133.5 | 291 | 297.6 | 297 | 0 | 0
15:00 | 40.9 | -105.5 | 0 | 111.8 | 291.1 | 297.6 | 296.7 | 0 | 0
16:00 | 31.9 | -92.5 | 0 | 113.1 | 290.9 | 297.1 | 296.5 | 0.1 | 0
17:00 | 22.8 | -80.8 | 25.1 | 93.4 | 290.2 | 297.2 | 296 | 0.2 | 0
18:00 | 14 | -69.7 | 50.8 | 67.2 | 289.3 | 297 | 295.7 | 0.3 | 0
19:00 | 5.8 | -58.4 | 47.8 | 41 | 288.3 | 296.7 | 294.9 | 0.2 | 0
20:00 | -1.4 | -46.7 | 0 | 0 | 287.4 | 296.4 | 293.3 | 0.1 | 0
21:00 | -7.3 | -34.3 | 0 | 0 | 286.4 | 296 | 292.8 | 0.2 | 0
22:00 | -11.6 | -21 | 0 | 0 | 285.7 | 296.2 | 292.7 | 0 | 0
23:00 | -13.8 | -7 | 0 | 0 | 284.8 | 296.1 | 292 | 0.3 | 0
July
| solar | solar | direct | diffuse | outdoor | indoor | window | heating | blinds
| altitude | azimuth | radiation | radiation | temp. | temp. | temp. | load | closed
| (degrees) | (degrees) | (W-h/m2) | (W-h/m2) | (K) | (K) | (K) | (W-h/m2) | (% time)
midnight | -15.9 | 7.2 | 0 | 0 | 286.4 | 294.7 | 292.1 | 16.2 | 0
1:00 | -13.7 | 21.5 | 0 | 0 | 286.1 | 294.2 | 291.6 | 19.9 | 0
2:00 | -9.3 | 35.1 | 0 | 0 | 285.6 | 294.1 | 291.3 | 20.3 | 0
3:00 | -3.3 | 47.8 | 0 | 0 | 285.3 | 294.1 | 291.2 | 18.9 | 0
4:00 | 4 | 59.7 | 7.4 | 13.9 | 285.5 | 294.2 | 291.6 | 19.7 | 0
5:00 | 12.3 | 71 | 22.1 | 43.4 | 285.8 | 294.9 | 292.5 | 16.5 | 0
6:00 | 21.1 | 82.3 | 12.9 | 72.5 | 286.4 | 295.5 | 293.3 | 16.4 | 0
7:00 | 30.2 | 94.1 | 0 | 90.2 | 286.8 | 295.9 | 293.8 | 14.2 | 0
8:00 | 39.2 | 107.3 | 0 | 107.5 | 287.6 | 296.7 | 295.1 | 0.1 | 0
9:00 | 47.4 | 122.8 | 0 | 130 | 288.7 | 297.2 | 295.8 | 0 | 0
10:00 | 54.2 | 142.4 | 0 | 152.9 | 289.7 | 297.4 | 296.4 | 0 | 0
11:00 | 58.1 | 166.6 | 0 | 166.1 | 290.7 | 297.6 | 297 | 0 | 0
noon | 58.1 | -166.6 | 0 | 174.3 | 291.7 | 297.9 | 297.6 | 0 | 0
13:00 | 54.2 | -142.4 | 0 | 161.4 | 292.5 | 298.1 | 298 | 0 | 0
14:00 | 47.4 | -122.8 | 0 | 145.3 | 292.9 | 297.7 | 297.7 | 0 | 0
15:00 | 39.2 | -107.3 | 0 | 120.5 | 293 | 297.7 | 297.3 | 0 | 0
16:00 | 30.2 | -94.1 | 0 | 114.7 | 292.8 | 297.5 | 297.2 | 0 | 0
17:00 | 21.1 | -82.3 | 18.9 | 91.1 | 292.4 | 297.3 | 296.8 | 0 | 0
18:00 | 12.3 | -71 | 59.5 | 68.5 | 291.5 | 297.6 | 296.9 | 0 | 0
19:00 | 4 | -59.7 | 57.7 | 35.1 | 290.4 | 297.4 | 296.2 | 0 | 0
20:00 | -3.3 | -47.8 | 0 | 0 | 289.3 | 297 | 294.5 | 0 | 0
21:00 | -9.3 | -35.1 | 0 | 0 | 288.4 | 297.2 | 294.1 | 0 | 0
22:00 | -13.7 | -21.5 | 0 | 0 | 287.5 | 297.1 | 293.7 | 0 | 0
23:00 | -15.9 | -7.2 | 0 | 0 | 286.8 | 296.9 | 293.4 | 0 | 0
August
| solar | solar | direct | diffuse | outdoor | indoor | window | heating | blinds
| altitude | azimuth | radiation | radiation | temp. | temp. | temp. | load | closed
| (degrees) | (degrees) | (W-h/m2) | (W-h/m2) | (K) | (K) | (K) | (W-h/m2) | (% time)
midnight | -23.7 | 7.9 | 0 | 0 | 286.4 | 294.4 | 291.9 | 14.3 | 0
1:00 | -21.3 | 23.5 | 0 | 0 | 286 | 294.2 | 291.5 | 15.8 | 0
2:00 | -16.6 | 38.1 | 0 | 0 | 285.9 | 294.1 | 291.4 | 17.5 | 0
3:00 | -10.1 | 51.6 | 0 | 0 | 285.4 | 294.1 | 291.2 | 18.7 | 0
4:00 | -2.4 | 64.1 | 0 | 0 | 285.1 | 294.1 | 291.1 | 21 | 0
5:00 | 6 | 75.9 | 12.7 | 19 | 285.3 | 294.4 | 291.6 | 19.4 | 0
6:00 | 15.1 | 87.6 | 5.8 | 45.6 | 285.9 | 294.9 | 292.4 | 17.8 | 0
7:00 | 24.2 | 99.7 | 0 | 76 | 286.5 | 295.5 | 293.3 | 17.6 | 0
8:00 | 32.9 | 113.1 | 0 | 96.4 | 287.3 | 296.8 | 294.6 | 0 | 0
9:00 | 40.7 | 128.5 | 0 | 119 | 288.2 | 297.2 | 295.4 | 0 | 0
10:00 | 46.9 | 146.9 | 0 | 144.3 | 289.3 | 297 | 296.2 | 0 | 0
11:00 | 50.3 | 168.5 | 0 | 156.9 | 290.4 | 297.5 | 296.6 | 0 | 0
noon | 50.3 | -168.5 | 0 | 169.1 | 291.3 | 297.5 | 297.3 | 0 | 0
13:00 | 46.9 | -146.9 | 0 | 150.2 | 292 | 298 | 297.6 | 0 | 0
14:00 | 40.7 | -128.5 | 0 | 130.8 | 292.5 | 297.7 | 297.4 | 0 | 0
15:00 | 32.9 | -113.1 | 0 | 103.7 | 292.6 | 297.9 | 297.3 | 0 | 0
16:00 | 24.2 | -99.7 | 0 | 76.7 | 292.2 | 297.6 | 296.7 | 0 | 0
17:00 | 15.1 | -87.6 | 6.3 | 56.4 | 291.7 | 297.5 | 296.1 | 0 | 0
18:00 | 6 | -75.9 | 24.9 | 35.1 | 290.9 | 297.5 | 295.8 | 0 | 0
19:00 | -2.4 | -64.1 | 0 | 6 | 289.9 | 297.1 | 294.8 | 0 | 0
20:00 | -10.1 | -51.6 | 0 | 0 | 289 | 297.1 | 294.4 | 0 | 0
21:00 | -16.6 | -38.1 | 0 | 0 | 288.1 | 296.8 | 294 | 0 | 0
22:00 | -21.3 | -23.5 | 0 | 0 | 287.3 | 296.6 | 293.7 | 0 | 0
23:00 | -23.7 | -7.9 | 0 | 0 | 286.6 | 296.6 | 293.3 | 0 | 0
September
| solar | solar | direct | diffuse | outdoor | indoor | window | heating | blinds
| altitude | azimuth | radiation | radiation | temp. | temp. | temp. | load | closed
| (degrees) | (degrees) | (W-h/m2) | (W-h/m2) | (K) | (K) | (K) | (W-h/m2) | (% time)
midnight | -35.1 | 9.1 | 0 | 0 | 284.9 | 294.5 | 291.4 | 43 | 0
1:00 | -32.3 | 26.9 | 0 | 0 | 284.8 | 294.3 | 291.2 | 43.3 | 0
2:00 | -27.1 | 43.1 | 0 | 0 | 284.5 | 294.2 | 291 | 42.9 | 0
3:00 | -20 | 57.5 | 0 | 0 | 284.3 | 294.1 | 290.9 | 42.3 | 0
4:00 | -11.8 | 70.6 | 0 | 0 | 284.1 | 294.1 | 290.8 | 43.1 | 0
5:00 | -3 | 82.8 | 0 | 0.3 | 284 | 294.1 | 290.8 | 45.2 | 0
6:00 | 6 | 94.7 | 0 | 19.9 | 284.3 | 294.2 | 291.1 | 42.5 | 0
7:00 | 15 | 107 | 0 | 44.4 | 284.7 | 294.7 | 291.8 | 37.3 | 0
8:00 | 23.3 | 120.2 | 0 | 67.9 | 285.4 | 297 | 293.8 | 0.3 | 0
9:00 | 30.6 | 135 | 0 | 89.9 | 286.1 | 296.9 | 294.4 | 0.6 | 0
10:00 | 36 | 151.7 | 0 | 104.9 | 286.8 | 296.9 | 294.7 | 0.3 | 0
11:00 | 39 | 170.3 | 0 | 105.9 | 287.6 | 296.9 | 295 | 0.2 | 0
noon | 39 | -170.3 | 0 | 104.9 | 288.3 | 296.9 | 295.5 | 0.2 | 0
13:00 | 36 | -151.7 | 0 | 101.4 | 288.9 | 297.1 | 295.5 | 0.2 | 0
14:00 | 30.6 | -135 | 0 | 92.6 | 289.4 | 297.2 | 295.6 | 0.1 | 0
15:00 | 23.3 | -120.2 | 0 | 73.2 | 289.5 | 297.2 | 295.3 | 0.1 | 0
16:00 | 15 | -107 | 0 | 44.6 | 289.3 | 297.1 | 294.9 | 0.1 | 0
17:00 | 6 | -94.7 | 0 | 23.9 | 288.6 | 296.9 | 294.4 | 0.1 | 0
18:00 | -3 | -82.8 | 0 | 2.4 | 287.8 | 296.7 | 294 | 0.1 | 0
19:00 | -11.8 | -70.6 | 0 | 0 | 287.1 | 296.7 | 293.6 | 0.2 | 0
20:00 | -20 | -57.5 | 0 | 0 | 286.5 | 296.6 | 293.3 | 0.3 | 0
21:00 | -27.1 | -43.1 | 0 | 0 | 285.9 | 297.1 | 293.3 | 0 | 0
22:00 | -32.3 | -26.9 | 0 | 0 | 285.3 | 296.6 | 292.9 | 0.5 | 0
23:00 | -35.1 | -9.1 | 0 | 0 | 285 | 296.7 | 292.8 | 0.1 | 0
October
| solar | solar | direct | diffuse | outdoor | indoor | window | heating | blinds
| altitude | azimuth | radiation | radiation | temp. | temp. | temp. | load | closed
| (degrees) | (degrees) | (W-h/m2) | (W-h/m2) | (K) | (K) | (K) | (W-h/m2) | (% time)
midnight | -47 | 10.8 | 0 | 0 | 282.1 | 294.1 | 290.2 | 58.7 | 0
1:00 | -43.7 | 31.4 | 0 | 0 | 282.1 | 294.1 | 290.2 | 57.9 | 0
2:00 | -37.8 | 49.3 | 0 | 0 | 282 | 294.1 | 290.1 | 59.4 | 0
3:00 | -30.1 | 64.6 | 0 | 0 | 281.8 | 294.1 | 290.1 | 60.3 | 0
4:00 | -21.5 | 78 | 0 | 0 | 281.8 | 294.1 | 290.1 | 61.7 | 0
5:00 | -12.4 | 90.2 | 0 | 0 | 281.7 | 294.1 | 290 | 66.5 | 0
6:00 | -3.4 | 102 | 0 | 0.8 | 281.8 | 294.1 | 290.1 | 67.2 | 0
7:00 | 5.2 | 114 | 0 | 16.8 | 282.2 | 294.1 | 290.4 | 65.4 | 0
8:00 | 13 | 126.6 | 0 | 37.6 | 282.6 | 296.2 | 292.3 | 0.3 | 0
9:00 | 19.7 | 140.4 | 0 | 61.3 | 283.3 | 296.3 | 292.4 | 0.9 | 0
10:00 | 24.5 | 155.5 | 0 | 70.4 | 283.9 | 296.1 | 292.9 | 1 | 0
11:00 | 27.1 | 171.7 | 0 | 81.3 | 284.6 | 296.3 | 293 | 0.7 | 0
noon | 27.1 | -171.7 | 0 | 79 | 285.1 | 296.5 | 293.5 | 0.8 | 0
13:00 | 24.5 | -155.5 | 0 | 65.6 | 285.4 | 296.1 | 293.3 | 0.7 | 0
14:00 | 19.7 | -140.4 | 0 | 49.7 | 285.5 | 296.3 | 293.1 | 0.7 | 0
15:00 | 13 | -126.6 | 0 | 33.4 | 285.3 | 296.3 | 292.9 | 0.3 | 0
16:00 | 5.2 | -114 | 0 | 14.6 | 284.7 | 296 | 292.5 | 0.3 | 0
17:00 | -3.4 | -102 | 0 | 0.4 | 284.1 | 296.1 | 292.2 | 0.4 | 0
18:00 | -12.4 | -90.2 | 0 | 0 | 283.5 | 296.1 | 292.1 | 0.3 | 0
19:00 | -21.5 | -78 | 0 | 0 | 283.1 | 296.2 | 291.8 | 0.2 | 0
20:00 | -30.1 | -64.6 | 0 | 0 | 282.8 | 296.1 | 291.8 | 0.4 | 0
21:00 | -37.8 | -49.3 | 0 | 0 | 282.5 | 295.9 | 291.5 | 0.2 | 0
22:00 | -43.7 | -31.4 | 0 | 0 | 282.4 | 296.4 | 291.8 | 0.2 | 0
23:00 | -47 | -10.8 | 0 | 0 | 282.2 | 296.2 | 291.7 | 0.4 | 0
November
| solar | solar | direct | diffuse | outdoor | indoor | window | heating | blinds
| altitude | azimuth | radiation | radiation | temp. | temp. | temp. | load | closed
| (degrees) | (degrees) | (W-h/m2) | (W-h/m2) | (K) | (K) | (K) | (W-h/m2) | (% time)
midnight | -56.2 | 12.8 | 0 | 0 | 278.9 | 294.1 | 289.1 | 104.7 | 0
1:00 | -52.4 | 36.3 | 0 | 0 | 278.8 | 294.1 | 289.1 | 105.3 | 0
2:00 | -45.8 | 55.6 | 0 | 0 | 278.6 | 294.1 | 289.1 | 111.5 | 0
3:00 | -37.7 | 71.1 | 0 | 0 | 278.5 | 294.1 | 289 | 107.9 | 0
4:00 | -28.8 | 84.3 | 0 | 0 | 278.4 | 294.1 | 289 | 103.8 | 0
5:00 | -19.7 | 96.2 | 0 | 0 | 278.4 | 294.1 | 289 | 107.3 | 0
6:00 | -10.7 | 107.7 | 0 | 0 | 278.3 | 294.1 | 289 | 107.6 | 0
7:00 | -2.4 | 119.2 | 0 | 1 | 278.2 | 294.1 | 288.9 | 108.2 | 0
8:00 | 5 | 131.2 | 0 | 16 | 278.4 | 295.8 | 290.4 | 0.1 | 0
9:00 | 11.1 | 144.1 | 0 | 30.1 | 278.8 | 295.6 | 290.9 | 1.2 | 0
10:00 | 15.5 | 157.9 | 0 | 45.9 | 279.2 | 295.8 | 291 | 1.5 | 0
11:00 | 17.8 | 172.5 | 0 | 57.8 | 279.7 | 296.1 | 291.2 | 1.4 | 0
noon | 17.8 | -172.5 | 0 | 55.3 | 280.1 | 295.8 | 291.4 | 1.4 | 0
13:00 | 15.5 | -157.9 | 0 | 47.3 | 280.3 | 295.9 | 291.4 | 1.2 | 0
14:00 | 11.1 | -144.1 | 0 | 30.2 | 280.4 | 295.8 | 291.3 | 1.1 | 0
15:00 | 5 | -131.2 | 0 | 12.9 | 280.2 | 296.1 | 291.2 | 0.4 | 0
16:00 | -2.4 | -119.2 | 0 | 0 | 280 | 296.1 | 290.9 | 0.3 | 0
17:00 | -10.7 | -107.7 | 0 | 0 | 279.7 | 296 | 290.7 | 0.2 | 0
18:00 | -19.7 | -96.2 | 0 | 0 | 279.6 | 296 | 290.6 | 0.3 | 0
19:00 | -28.8 | -84.3 | 0 | 0 | 279.4 | 296 | 290.7 | 0.1 | 0
20:00 | -37.7 | -71.1 | 0 | 0 | 279.4 | 295.8 | 290.5 | 0.1 | 0
21:00 | -45.8 | -55.6 | 0 | 0 | 279.2 | 295.9 | 290.6 | 0.2 | 0
22:00 | -52.4 | -36.3 | 0 | 0 | 279 | 296.1 | 290.4 | 0.1 | 0
23:00 | -56.2 | -12.8 | 0 | 0 | 278.8 | 295.9 | 290.3 | 0.3 | 0
December
| solar | solar | direct | diffuse | outdoor | indoor | window | heating | blinds
| altitude | azimuth | radiation | radiation | temp. | temp. | temp. | load | closed
| (degrees) | (degrees) | (W-h/m2) | (W-h/m2) | (K) | (K) | (K) | (W-h/m2) | (% time)
midnight | -60.2 | 13.9 | 0 | 0 | 276.9 | 294.1 | 288.5 | 109.7 | 0
1:00 | -56.1 | 39.1 | 0 | 0 | 276.8 | 294.1 | 288.5 | 113.5 | 0
2:00 | -49.2 | 58.9 | 0 | 0 | 276.8 | 294.1 | 288.5 | 113.9 | 0
3:00 | -40.9 | 74.4 | 0 | 0 | 276.8 | 294.1 | 288.5 | 113.9 | 0
4:00 | -31.9 | 87.4 | 0 | 0 | 276.9 | 294.1 | 288.5 | 111.2 | 0
5:00 | -22.8 | 99.1 | 0 | 0 | 277 | 294.1 | 288.5 | 114.2 | 0
6:00 | -14 | 110.2 | 0 | 0 | 276.9 | 294.1 | 288.5 | 111.4 | 0
7:00 | -5.8 | 121.5 | 0 | 0 | 276.9 | 294.1 | 288.5 | 108.6 | 0
8:00 | 1.4 | 133.2 | 0 | 1.8 | 277.1 | 295.3 | 289.2 | 0 | 0
9:00 | 7.3 | 145.7 | 0 | 14.9 | 277.3 | 295.8 | 289.9 | 0.4 | 0
10:00 | 11.6 | 158.9 | 0 | 28.6 | 277.7 | 295.8 | 290.4 | 1.1 | 0
11:00 | 13.8 | 172.9 | 0 | 36.8 | 277.9 | 295.8 | 290.5 | 1.3 | 0
noon | 13.8 | -172.9 | 0 | 37.9 | 278.2 | 295.9 | 290.6 | 1.7 | 0
13:00 | 11.6 | -158.9 | 0 | 29 | 278.4 | 295.8 | 290.5 | 0.9 | 0
14:00 | 7.3 | -145.7 | 0 | 18.1 | 278.3 | 296.2 | 290.3 | 0.7 | 0
15:00 | 1.4 | -133.2 | 0 | 4.7 | 278.2 | 296.2 | 290.1 | 0.3 | 0
16:00 | -5.8 | -121.5 | 0 | 0 | 277.8 | 296.1 | 290.2 | 0.3 | 0
17:00 | -14 | -110.2 | 0 | 0 | 277.7 | 296.2 | 290.2 | 0.1 | 0
18:00 | -22.8 | -99.1 | 0 | 0 | 277.5 | 295.9 | 289.9 | 0.4 | 0
19:00 | -31.9 | -87.4 | 0 | 0 | 277.5 | 296.3 | 290.2 | 0.1 | 0
20:00 | -40.9 | -74.4 | 0 | 0 | 277.3 | 296 | 290 | 0.4 | 0
21:00 | -49.2 | -58.9 | 0 | 0 | 277.1 | 296.1 | 289.8 | 0.1 | 0
22:00 | -56.1 | -39.1 | 0 | 0 | 277.1 | 296 | 289.9 | 0.4 | 0
23:00 | -60.2 | -13.9 | 0 | 0 | 277 | 296 | 289.9 | 0.1 | 0

## Sheet89
Scenario Two (yellow)
Tue Dec 03 2019 23:41:52 GMT+0000 (Greenwich Mean Time)
Setup Information:
Building
Location | UK - London
Building length, side A | N/A
Building length, side B | N/A
Simulation Type
Simulation Type | one_sided
Window Description
Typology | dgu_nb
Glazing Type | clear
Window Area | 89%
Wall Description
Insulation R-Value | 99999999.9 m2-K/W
Occupancy
Type | Low-rise Residential
Occupancy Load | 0.000 people per m2
Lighting Requirements | 400 lux
Equipment Load | 0.00 W/m2
Room Ventilation
Air Change Rate per Occupant | 15.0 liters / sec per person
Total Air Change Rate | 0.0 roomfuls per hour
Lighting Control
Lighting Control | lights do not respond to daylight: all lights fully on while building is occupied
Representative Room
Orientation | north
Room Depth | 27 m
Room Width | 5 m
Room Height | 2.2 m
Thermal Mass
Thermal Mass | none
Overhang
Overhang Depth | 0 m
Roof
Roof Type | adiabatic roof
Simulation Results:
Primary Energy Use and CO2 Emissions
| heating | cooling | lighting | total | CO2
| energy | energy | energy | energy | emissions
| (kWh/m2) | (kWh/m2) | (kWh/m2) | (kWh/m2) | (kg/m2)
January | 33.4 | 0 | 7.3 | 40.7 | 8.1
February | 28 | 0 | 6.6 | 34.6 | 6.9
March | 32.2 | 0 | 7.3 | 39.5 | 7.9
April | 26.1 | 0 | 7.1 | 33.2 | 6.6
May | 18.9 | 0 | 7.3 | 26.2 | 5.2
June | 9.5 | 0 | 7.1 | 16.6 | 3.3
July | 4.4 | 0 | 7.3 | 11.7 | 2.3
August | 4.4 | 0 | 7.3 | 11.7 | 2.3
September | 10.3 | 0 | 7.1 | 17.4 | 3.5
October | 15.6 | 0 | 7.3 | 22.9 | 4.6
November | 26 | 0 | 7.1 | 33.1 | 6.6
December | 28 | 0 | 7.3 | 35.3 | 7.1
Total | 236.8 | 0 | 86.1 | 322.9 | 64.6 | yearly energy
January
| solar | solar | direct | diffuse | outdoor | indoor | window | heating | blinds
| altitude | azimuth | radiation | radiation | temp. | temp. | temp. | load | closed
| (degrees) | (degrees) | (W-h/m2) | (W-h/m2) | (K) | (K) | (K) | (W-h/m2) | (% time)
midnight | -58.1 | 13.3 | 0 | 0 | 275.9 | 294.1 | 288.2 | 137.2 | 0
1:00 | -54.2 | 37.6 | 0 | 0 | 275.8 | 294.1 | 288.2 | 136.5 | 0
2:00 | -47.5 | 57.1 | 0 | 0 | 275.8 | 294.1 | 288.2 | 135 | 0
3:00 | -39.2 | 72.7 | 0 | 0 | 275.7 | 294.1 | 288.1 | 130.9 | 0
4:00 | -30.2 | 85.8 | 0 | 0 | 275.6 | 294.1 | 288.1 | 133.6 | 0
5:00 | -21.1 | 97.6 | 0 | 0 | 275.6 | 294.1 | 288.1 | 133.4 | 0
6:00 | -12.3 | 108.9 | 0 | 0 | 275.5 | 294.1 | 288.1 | 131.1 | 0
7:00 | -4 | 120.3 | 0 | 0 | 275.5 | 294.1 | 288.1 | 129.9 | 0
8:00 | 3.3 | 132.2 | 0 | 5.1 | 275.7 | 295.1 | 288.7 | 0 | 0
9:00 | 9.3 | 144.9 | 0 | 20.2 | 276.1 | 296 | 289.6 | 0.4 | 0
10:00 | 13.6 | 158.4 | 0 | 34.6 | 276.5 | 295.8 | 290.1 | 1.6 | 0
11:00 | 15.9 | 172.7 | 0 | 40.5 | 276.7 | 295.8 | 290.2 | 1.5 | 0
noon | 15.9 | -172.7 | 0 | 42.7 | 277.2 | 296 | 290.5 | 1.6 | 0
13:00 | 13.6 | -158.4 | 0 | 38.1 | 277.6 | 296.1 | 290.1 | 1.2 | 0
14:00 | 9.3 | -144.9 | 0 | 26.7 | 277.5 | 295.9 | 290 | 1.3 | 0
15:00 | 3.3 | -132.2 | 0 | 13.2 | 277.3 | 296.2 | 290.2 | 0.4 | 0
16:00 | -4 | -120.3 | 0 | 0.6 | 277 | 296 | 289.8 | 0.1 | 0
17:00 | -12.3 | -108.9 | 0 | 0 | 276.8 | 296.1 | 289.9 | 0.1 | 0
18:00 | -21.1 | -97.6 | 0 | 0 | 276.5 | 296.1 | 289.7 | 0.2 | 0
19:00 | -30.2 | -85.8 | 0 | 0 | 276.3 | 296 | 289.7 | 0.1 | 0
20:00 | -39.2 | -72.7 | 0 | 0 | 276.1 | 295.7 | 289.4 | 0.3 | 0
21:00 | -47.5 | -57.1 | 0 | 0 | 276.1 | 295.9 | 289.4 | 0 | 0
22:00 | -54.2 | -37.6 | 0 | 0 | 276 | 295.7 | 289.3 | 0.4 | 0
23:00 | -58.1 | -13.3 | 0 | 0 | 275.9 | 295.9 | 289.4 | 0 | 0
February
| solar | solar | direct | diffuse | outdoor | indoor | window | heating | blinds
| altitude | azimuth | radiation | radiation | temp. | temp. | temp. | load | closed
| (degrees) | (degrees) | (W-h/m2) | (W-h/m2) | (K) | (K) | (K) | (W-h/m2) | (% time)
midnight | -50.4 | 11.4 | 0 | 0 | 275.4 | 294.1 | 288 | 117.5 | 0
1:00 | -46.9 | 33 | 0 | 0 | 275.3 | 294.1 | 288 | 112.2 | 0
2:00 | -40.8 | 51.4 | 0 | 0 | 275.2 | 294.1 | 288 | 116.3 | 0
3:00 | -32.9 | 66.9 | 0 | 0 | 275.2 | 294.1 | 288 | 122.8 | 0
4:00 | -24.2 | 80.2 | 0 | 0 | 275.2 | 294.1 | 288 | 124.9 | 0
5:00 | -15.1 | 92.3 | 0 | 0 | 275.1 | 294.1 | 287.9 | 129.5 | 0
6:00 | -6.1 | 104 | 0 | 0 | 275.1 | 294.1 | 287.9 | 129.3 | 0
7:00 | 2.4 | 115.9 | 0 | 2.3 | 275.1 | 294.1 | 288 | 132.9 | 0
8:00 | 10.1 | 128.3 | 0 | 20.6 | 275.5 | 295.7 | 289.3 | 0.1 | 0
9:00 | 16.5 | 141.8 | 0 | 40.4 | 276.1 | 296.3 | 290 | 1.4 | 0
10:00 | 21.2 | 156.4 | 0 | 55.1 | 276.7 | 295.5 | 290.1 | 2.7 | 0
11:00 | 23.7 | 172 | 0 | 60.6 | 277.3 | 295.9 | 290.7 | 2.3 | 0
noon | 23.7 | -172 | 0 | 65.1 | 277.9 | 296 | 290.8 | 2.3 | 0
13:00 | 21.2 | -156.4 | 0 | 57 | 278.4 | 296 | 290.6 | 1.9 | 0
14:00 | 16.5 | -141.8 | 0 | 53.5 | 278.5 | 296.2 | 290.6 | 1.9 | 0
15:00 | 10.1 | -128.3 | 0 | 36 | 278.3 | 296 | 290.6 | 1.5 | 0
16:00 | 2.4 | -115.9 | 0 | 14.5 | 277.7 | 295.9 | 290.1 | 1 | 0
17:00 | -6.1 | -104 | 0 | 0.3 | 277.1 | 296.2 | 290.1 | 0 | 0
18:00 | -15.1 | -92.3 | 0 | 0 | 276.7 | 296.3 | 290 | 0 | 0
19:00 | -24.2 | -80.2 | 0 | 0 | 276.3 | 296.3 | 289.8 | 0.1 | 0
20:00 | -32.9 | -66.9 | 0 | 0 | 276 | 296.1 | 289.6 | 0.3 | 0
21:00 | -40.8 | -51.4 | 0 | 0 | 275.7 | 296 | 289.4 | 0.2 | 0
22:00 | -46.9 | -33 | 0 | 0 | 275.5 | 296 | 289.4 | 0.1 | 0
23:00 | -50.4 | -11.4 | 0 | 0 | 275.4 | 296.1 | 289.4 | 0 | 0
March
| solar | solar | direct | diffuse | outdoor | indoor | window | heating | blinds
| altitude | azimuth | radiation | radiation | temp. | temp. | temp. | load | closed
| (degrees) | (degrees) | (W-h/m2) | (W-h/m2) | (K) | (K) | (K) | (W-h/m2) | (% time)
midnight | -39 | 9.6 | 0 | 0 | 276.9 | 294.1 | 288.5 | 129.7 | 0
1:00 | -36 | 28.2 | 0 | 0 | 276.8 | 294.1 | 288.5 | 133.2 | 0
2:00 | -30.6 | 45 | 0 | 0 | 276.7 | 294.1 | 288.4 | 137.4 | 0
3:00 | -23.4 | 59.7 | 0 | 0 | 276.5 | 294.1 | 288.4 | 129.9 | 0
4:00 | -15 | 72.9 | 0 | 0 | 276.3 | 294.1 | 288.3 | 131.2 | 0
5:00 | -6.1 | 85.2 | 0 | 0 | 276.4 | 294.1 | 288.3 | 126 | 0
6:00 | 2.9 | 97.1 | 0 | 4.1 | 276.6 | 294.1 | 288.4 | 118.3 | 0
7:00 | 11.8 | 109.3 | 0 | 24.9 | 276.9 | 294.1 | 288.8 | 114.4 | 0
8:00 | 20 | 122.4 | 0 | 48.1 | 277.4 | 296.2 | 290.2 | 0.9 | 0
9:00 | 27 | 136.9 | 0 | 66.7 | 278 | 295.9 | 290.8 | 1.8 | 0
10:00 | 32.2 | 153.1 | 0 | 85.8 | 278.8 | 295.6 | 291.4 | 1.8 | 0
11:00 | 35.1 | 170.8 | 0 | 100 | 279.8 | 295.9 | 291.6 | 2.1 | 0
noon | 35.1 | -170.8 | 0 | 101.7 | 280.5 | 295.9 | 291.9 | 2.2 | 0
13:00 | 32.2 | -153.1 | 0 | 93 | 281.2 | 295.9 | 292.2 | 1.5 | 0
14:00 | 27 | -136.9 | 0 | 79.8 | 281.5 | 295.7 | 292.1 | 1.4 | 0
15:00 | 20 | -122.4 | 0 | 58.9 | 281.4 | 296.2 | 292 | 1.4 | 0
16:00 | 11.8 | -109.3 | 0 | 34.5 | 280.9 | 296 | 291.4 | 1.3 | 0
17:00 | 2.9 | -97.1 | 0 | 15.4 | 280.1 | 296 | 291 | 0.8 | 0
18:00 | -6.1 | -85.2 | 0 | 0 | 279.4 | 295.9 | 290.4 | 0.4 | 0
19:00 | -15 | -72.9 | 0 | 0 | 278.7 | 295.9 | 290.3 | 0.4 | 0
20:00 | -23.4 | -59.7 | 0 | 0 | 278.2 | 295.8 | 289.9 | 0.5 | 0
21:00 | -30.6 | -45 | 0 | 0 | 277.8 | 295.4 | 289.9 | 0.6 | 0
22:00 | -36 | -28.2 | 0 | 0 | 277.3 | 295.8 | 289.8 | 0.1 | 0
23:00 | -39 | -9.6 | 0 | 0 | 277.1 | 295.4 | 289.3 | 0.8 | 0
April
| solar | solar | direct | diffuse | outdoor | indoor | window | heating | blinds
| altitude | azimuth | radiation | radiation | temp. | temp. | temp. | load | closed
| (degrees) | (degrees) | (W-h/m2) | (W-h/m2) | (K) | (K) | (K) | (W-h/m2) | (% time)
midnight | -27.1 | 8.3 | 0 | 0 | 278.5 | 294.1 | 289 | 106.2 | 0
1:00 | -24.5 | 24.4 | 0 | 0 | 278.2 | 294.1 | 288.9 | 104.6 | 0
2:00 | -19.7 | 39.5 | 0 | 0 | 278 | 294.1 | 288.9 | 106.2 | 0
3:00 | -13.1 | 53.3 | 0 | 0 | 277.7 | 294.1 | 288.8 | 108.3 | 0
4:00 | -5.2 | 66 | 0 | 0 | 277.4 | 294.1 | 288.7 | 107.3 | 0
5:00 | 3.4 | 78 | 3 | 8 | 277.6 | 294.1 | 288.8 | 105.9 | 0
6:00 | 12.4 | 89.8 | 0.4 | 33.9 | 278.1 | 294.1 | 289.2 | 108.2 | 0
7:00 | 21.5 | 102 | 0 | 60.7 | 278.8 | 294.1 | 289.8 | 103.9 | 0
8:00 | 30.1 | 115.3 | 0 | 79.7 | 279.5 | 295.7 | 291.6 | 1.7 | 0
9:00 | 37.7 | 130.6 | 0 | 102.3 | 280.6 | 296 | 291.9 | 2.5 | 0
10:00 | 43.7 | 148.5 | 0 | 121.4 | 281.5 | 295.6 | 292.8 | 2.6 | 0
11:00 | 47 | 169.1 | 0 | 133.9 | 282.5 | 296.1 | 293.3 | 2 | 0
noon | 47 | -169.1 | 0 | 135.6 | 283.5 | 295.8 | 293.3 | 1.6 | 0
13:00 | 43.7 | -148.5 | 0 | 127.4 | 284.2 | 295.9 | 293.7 | 1.4 | 0
14:00 | 37.7 | -130.6 | 0 | 116.3 | 284.7 | 296.1 | 293.4 | 1 | 0
15:00 | 30.1 | -115.3 | 0 | 86.8 | 285 | 296 | 293.5 | 0.9 | 0
16:00 | 21.5 | -102 | 0 | 66.8 | 284.7 | 296 | 292.8 | 0.9 | 0
17:00 | 12.4 | -89.8 | 0.5 | 41.3 | 283.9 | 296.1 | 292.3 | 0.9 | 0
18:00 | 3.4 | -78 | 12.3 | 16.4 | 283 | 295.8 | 291.9 | 1 | 0
19:00 | -5.2 | -66 | 0 | 0 | 282 | 296.1 | 291.3 | 0.2 | 0
20:00 | -13.1 | -53.3 | 0 | 0 | 281 | 295.7 | 290.9 | 0.8 | 0
21:00 | -19.7 | -39.5 | 0 | 0 | 280 | 295.9 | 290.7 | 0.4 | 0
22:00 | -24.5 | -24.4 | 0 | 0 | 279.3 | 296.1 | 290.5 | 0.4 | 0
23:00 | -27.1 | -8.3 | 0 | 0 | 278.6 | 296.3 | 290.7 | 0.1 | 0
May
| solar | solar | direct | diffuse | outdoor | indoor | window | heating | blinds
| altitude | azimuth | radiation | radiation | temp. | temp. | temp. | load | closed
| (degrees) | (degrees) | (W-h/m2) | (W-h/m2) | (K) | (K) | (K) | (W-h/m2) | (% time)
midnight | -17.9 | 7.4 | 0 | 0 | 281 | 294.1 | 289.8 | 76.2 | 0
1:00 | -15.5 | 22 | 0 | 0 | 280.8 | 294.1 | 289.7 | 77.2 | 0
2:00 | -11.1 | 35.8 | 0 | 0 | 280.5 | 294.1 | 289.7 | 77.6 | 0
3:00 | -5 | 48.7 | 0 | 0 | 280.2 | 294.1 | 289.5 | 76.3 | 0
4:00 | 2.4 | 60.8 | 12.8 | 10.9 | 280.2 | 294.1 | 289.8 | 77.7 | 0
5:00 | 10.7 | 72.3 | 41.5 | 40.6 | 280.5 | 294.1 | 290.5 | 75.6 | 0
6:00 | 19.6 | 83.7 | 18 | 62.9 | 280.9 | 294.1 | 290.6 | 75.7 | 0
7:00 | 28.7 | 95.6 | 0 | 84.8 | 281.8 | 294.1 | 291 | 66.6 | 0
8:00 | 37.6 | 108.8 | 0 | 101.3 | 282.7 | 295.8 | 292.4 | 0.8 | 0
9:00 | 45.8 | 124.4 | 0 | 131.7 | 283.7 | 296.2 | 293.6 | 1.2 | 0
10:00 | 52.4 | 143.6 | 0 | 145.9 | 284.8 | 296.1 | 293.8 | 1.1 | 0
11:00 | 56.2 | 167.2 | 0 | 152.2 | 285.8 | 295.9 | 294.3 | 0.5 | 0
noon | 56.2 | -167.2 | 0 | 145.7 | 286.8 | 296.1 | 294.4 | 0.5 | 0
13:00 | 52.4 | -143.6 | 0 | 137.1 | 287.6 | 296.8 | 295.1 | 0.4 | 0
14:00 | 45.8 | -124.4 | 0 | 134.2 | 288 | 296.6 | 295 | 0.4 | 0
15:00 | 37.6 | -108.8 | 0 | 116.3 | 288 | 296.7 | 294.7 | 0.3 | 0
16:00 | 28.7 | -95.6 | 0 | 97.6 | 287.9 | 296.2 | 294.5 | 0.3 | 0
17:00 | 19.6 | -83.7 | 19 | 74.3 | 287.3 | 296.3 | 294.2 | 0.3 | 0
18:00 | 10.7 | -72.3 | 47.9 | 48.7 | 286.3 | 295.9 | 293.8 | 0.2 | 0
19:00 | 2.4 | -60.8 | 25.2 | 18.1 | 285.1 | 296.1 | 293 | 0.3 | 0
20:00 | -5 | -48.7 | 0 | 0 | 284 | 296 | 292 | 0.2 | 0
21:00 | -11.1 | -35.8 | 0 | 0 | 283.1 | 296.1 | 291.6 | 0.2 | 0
22:00 | -15.5 | -22 | 0 | 0 | 282.3 | 296 | 291.5 | 0.3 | 0
23:00 | -17.9 | -7.4 | 0 | 0 | 281.5 | 296.3 | 291.4 | 0.2 | 0
June
| solar | solar | direct | diffuse | outdoor | indoor | window | heating | blinds
| altitude | azimuth | radiation | radiation | temp. | temp. | temp. | load | closed
| (degrees) | (degrees) | (W-h/m2) | (W-h/m2) | (K) | (K) | (K) | (W-h/m2) | (% time)
midnight | -13.8 | 7 | 0 | 0 | 284.5 | 294.1 | 290.9 | 43.3 | 0
1:00 | -11.6 | 21 | 0 | 0 | 284.2 | 294.1 | 290.9 | 42.4 | 0
2:00 | -7.3 | 34.3 | 0 | 0 | 283.9 | 294.1 | 290.7 | 39.2 | 0
3:00 | -1.4 | 46.7 | 0 | 0 | 283.6 | 294.1 | 290.6 | 38.1 | 0
4:00 | 5.8 | 58.4 | 47 | 27.4 | 283.7 | 294.2 | 291.6 | 38.4 | 0
5:00 | 14 | 69.7 | 54.6 | 52.4 | 284.2 | 294.3 | 292.1 | 37.7 | 0
6:00 | 22.8 | 80.8 | 26.7 | 76.8 | 284.6 | 294.4 | 292.1 | 38.5 | 0
7:00 | 31.9 | 92.5 | 0 | 90.6 | 285.2 | 294.4 | 292.3 | 37.3 | 0
8:00 | 40.9 | 105.5 | 0 | 104.6 | 286.2 | 296.2 | 294.1 | 0.3 | 0
9:00 | 49.2 | 121 | 0 | 130.5 | 287.2 | 296.4 | 294.7 | 0.2 | 0
10:00 | 56.1 | 140.8 | 0 | 140.9 | 288.1 | 296.4 | 295.1 | 0.2 | 0
11:00 | 60.2 | 166 | 0 | 149.1 | 289.1 | 297.3 | 296.1 | 0.2 | 0
noon | 60.2 | -166 | 0 | 150.4 | 290 | 297.8 | 296.7 | 0.1 | 0
13:00 | 56.1 | -140.8 | 0 | 149.6 | 290.6 | 297.8 | 297.3 | 0 | 0
14:00 | 49.2 | -121 | 0 | 133.5 | 291 | 297.7 | 297 | 0 | 0
15:00 | 40.9 | -105.5 | 0 | 111.8 | 291.1 | 297.4 | 296.8 | 0 | 0
16:00 | 31.9 | -92.5 | 0 | 113.1 | 290.9 | 297.2 | 296.4 | 0.1 | 0
17:00 | 22.8 | -80.8 | 25.1 | 93.4 | 290.2 | 297 | 296 | 0.2 | 0
18:00 | 14 | -69.7 | 50.8 | 67.2 | 289.3 | 297 | 295.6 | 0.3 | 0
19:00 | 5.8 | -58.4 | 47.8 | 41 | 288.3 | 296.7 | 295 | 0.2 | 0
20:00 | -1.4 | -46.7 | 0 | 0 | 287.4 | 296.2 | 293.5 | 0.1 | 0
21:00 | -7.3 | -34.3 | 0 | 0 | 286.4 | 296 | 292.9 | 0.1 | 0
22:00 | -11.6 | -21 | 0 | 0 | 285.7 | 296 | 292.6 | 0.2 | 0
23:00 | -13.8 | -7 | 0 | 0 | 284.8 | 296.2 | 292.3 | 0.2 | 0
July
| solar | solar | direct | diffuse | outdoor | indoor | window | heating | blinds
| altitude | azimuth | radiation | radiation | temp. | temp. | temp. | load | closed
| (degrees) | (degrees) | (W-h/m2) | (W-h/m2) | (K) | (K) | (K) | (W-h/m2) | (% time)
midnight | -15.9 | 7.2 | 0 | 0 | 286.4 | 294.6 | 292 | 16.1 | 0
1:00 | -13.7 | 21.5 | 0 | 0 | 286.1 | 294.2 | 291.6 | 19.9 | 0
2:00 | -9.3 | 35.1 | 0 | 0 | 285.6 | 294.1 | 291.3 | 20.4 | 0
3:00 | -3.3 | 47.8 | 0 | 0 | 285.3 | 294.1 | 291.2 | 18.9 | 0
4:00 | 4 | 59.7 | 7.4 | 13.9 | 285.5 | 294.3 | 291.6 | 19.7 | 0
5:00 | 12.3 | 71 | 22.1 | 43.4 | 285.8 | 294.9 | 292.5 | 16.5 | 0
6:00 | 21.1 | 82.3 | 12.9 | 72.5 | 286.4 | 295.5 | 293.2 | 16.4 | 0
7:00 | 30.2 | 94.1 | 0 | 90.2 | 286.8 | 295.8 | 293.8 | 14.2 | 0
8:00 | 39.2 | 107.3 | 0 | 107.5 | 287.6 | 296.8 | 295.1 | 0.1 | 0
9:00 | 47.4 | 122.8 | 0 | 130 | 288.7 | 297.2 | 295.7 | 0 | 0
10:00 | 54.2 | 142.4 | 0 | 152.9 | 289.7 | 297.3 | 296.5 | 0 | 0
11:00 | 58.1 | 166.6 | 0 | 166.1 | 290.7 | 297.7 | 297.1 | 0 | 0
noon | 58.1 | -166.6 | 0 | 174.3 | 291.7 | 297.9 | 297.7 | 0 | 0
13:00 | 54.2 | -142.4 | 0 | 161.4 | 292.5 | 298 | 297.9 | 0 | 0
14:00 | 47.4 | -122.8 | 0 | 145.3 | 292.9 | 297.5 | 297.6 | 0 | 0
15:00 | 39.2 | -107.3 | 0 | 120.5 | 293 | 297.7 | 297.3 | 0 | 0
16:00 | 30.2 | -94.1 | 0 | 114.7 | 292.8 | 297.4 | 297.1 | 0 | 0
17:00 | 21.1 | -82.3 | 18.9 | 91.1 | 292.4 | 297.4 | 296.9 | 0 | 0
18:00 | 12.3 | -71 | 59.5 | 68.5 | 291.5 | 297.6 | 297 | 0 | 0
19:00 | 4 | -59.7 | 57.7 | 35.1 | 290.4 | 297.6 | 296.2 | 0 | 0
20:00 | -3.3 | -47.8 | 0 | 0 | 289.3 | 297.1 | 294.5 | 0 | 0
21:00 | -9.3 | -35.1 | 0 | 0 | 288.4 | 297.1 | 294.2 | 0 | 0
22:00 | -13.7 | -21.5 | 0 | 0 | 287.5 | 297.1 | 293.8 | 0 | 0
23:00 | -15.9 | -7.2 | 0 | 0 | 286.8 | 297 | 293.5 | 0 | 0
August
| solar | solar | direct | diffuse | outdoor | indoor | window | heating | blinds
| altitude | azimuth | radiation | radiation | temp. | temp. | temp. | load | closed
| (degrees) | (degrees) | (W-h/m2) | (W-h/m2) | (K) | (K) | (K) | (W-h/m2) | (% time)
midnight | -23.7 | 7.9 | 0 | 0 | 286.4 | 294.5 | 291.9 | 14.3 | 0
1:00 | -21.3 | 23.5 | 0 | 0 | 286 | 294.2 | 291.5 | 15.8 | 0
2:00 | -16.6 | 38.1 | 0 | 0 | 285.9 | 294.1 | 291.4 | 17.5 | 0
3:00 | -10.1 | 51.6 | 0 | 0 | 285.4 | 294.1 | 291.2 | 18.7 | 0
4:00 | -2.4 | 64.1 | 0 | 0 | 285.1 | 294.1 | 291.1 | 21 | 0
5:00 | 6 | 75.9 | 12.7 | 19 | 285.3 | 294.4 | 291.6 | 19.4 | 0
6:00 | 15.1 | 87.6 | 5.8 | 45.6 | 285.9 | 294.9 | 292.4 | 17.8 | 0
7:00 | 24.2 | 99.7 | 0 | 76 | 286.5 | 295.5 | 293.3 | 17.6 | 0
8:00 | 32.9 | 113.1 | 0 | 96.4 | 287.3 | 296.8 | 294.6 | 0 | 0
9:00 | 40.7 | 128.5 | 0 | 119 | 288.2 | 297.1 | 295.4 | 0 | 0
10:00 | 46.9 | 146.9 | 0 | 144.3 | 289.3 | 296.9 | 296.1 | 0 | 0
11:00 | 50.3 | 168.5 | 0 | 156.9 | 290.4 | 297.4 | 296.7 | 0 | 0
noon | 50.3 | -168.5 | 0 | 169.1 | 291.3 | 297.6 | 297.3 | 0 | 0
13:00 | 46.9 | -146.9 | 0 | 150.2 | 292 | 298 | 297.5 | 0 | 0
14:00 | 40.7 | -128.5 | 0 | 130.8 | 292.5 | 297.8 | 297.5 | 0 | 0
15:00 | 32.9 | -113.1 | 0 | 103.7 | 292.6 | 297.9 | 297.3 | 0 | 0
16:00 | 24.2 | -99.7 | 0 | 76.7 | 292.2 | 297.6 | 296.7 | 0 | 0
17:00 | 15.1 | -87.6 | 6.3 | 56.4 | 291.7 | 297.5 | 296.2 | 0 | 0
18:00 | 6 | -75.9 | 24.9 | 35.1 | 290.9 | 297.1 | 295.9 | 0 | 0
19:00 | -2.4 | -64.1 | 0 | 6 | 289.9 | 297.1 | 294.8 | 0 | 0
20:00 | -10.1 | -51.6 | 0 | 0 | 289 | 297 | 294.4 | 0 | 0
21:00 | -16.6 | -38.1 | 0 | 0 | 288.1 | 296.8 | 294.1 | 0 | 0
22:00 | -21.3 | -23.5 | 0 | 0 | 287.3 | 296.7 | 293.8 | 0 | 0
23:00 | -23.7 | -7.9 | 0 | 0 | 286.6 | 296.7 | 293.4 | 0 | 0
September
| solar | solar | direct | diffuse | outdoor | indoor | window | heating | blinds
| altitude | azimuth | radiation | radiation | temp. | temp. | temp. | load | closed
| (degrees) | (degrees) | (W-h/m2) | (W-h/m2) | (K) | (K) | (K) | (W-h/m2) | (% time)
midnight | -35.1 | 9.1 | 0 | 0 | 284.9 | 294.6 | 291.5 | 42.9 | 0
1:00 | -32.3 | 26.9 | 0 | 0 | 284.8 | 294.3 | 291.2 | 43.3 | 0
2:00 | -27.1 | 43.1 | 0 | 0 | 284.5 | 294.2 | 291 | 42.9 | 0
3:00 | -20 | 57.5 | 0 | 0 | 284.3 | 294.1 | 290.9 | 42.4 | 0
4:00 | -11.8 | 70.6 | 0 | 0 | 284.1 | 294.1 | 290.8 | 43.1 | 0
5:00 | -3 | 82.8 | 0 | 0.3 | 284 | 294.1 | 290.8 | 45.2 | 0
6:00 | 6 | 94.7 | 0 | 19.9 | 284.3 | 294.2 | 291.1 | 42.5 | 0
7:00 | 15 | 107 | 0 | 44.4 | 284.7 | 294.7 | 291.8 | 37.3 | 0
8:00 | 23.3 | 120.2 | 0 | 67.9 | 285.4 | 297 | 293.8 | 0.3 | 0
9:00 | 30.6 | 135 | 0 | 89.9 | 286.1 | 296.9 | 294.4 | 0.6 | 0
10:00 | 36 | 151.7 | 0 | 104.9 | 286.8 | 296.9 | 294.8 | 0.3 | 0
11:00 | 39 | 170.3 | 0 | 105.9 | 287.6 | 296.9 | 294.9 | 0.2 | 0
noon | 39 | -170.3 | 0 | 104.9 | 288.3 | 297.1 | 295.5 | 0.2 | 0
13:00 | 36 | -151.7 | 0 | 101.4 | 288.9 | 297.2 | 295.5 | 0.2 | 0
14:00 | 30.6 | -135 | 0 | 92.6 | 289.4 | 296.9 | 295.5 | 0.2 | 0
15:00 | 23.3 | -120.2 | 0 | 73.2 | 289.5 | 297.2 | 295.4 | 0.1 | 0
16:00 | 15 | -107 | 0 | 44.6 | 289.3 | 297.2 | 294.9 | 0 | 0
17:00 | 6 | -94.7 | 0 | 23.9 | 288.6 | 296.7 | 294.5 | 0.1 | 0
18:00 | -3 | -82.8 | 0 | 2.4 | 287.8 | 296.7 | 293.9 | 0.1 | 0
19:00 | -11.8 | -70.6 | 0 | 0 | 287.1 | 296.9 | 293.7 | 0.2 | 0
20:00 | -20 | -57.5 | 0 | 0 | 286.5 | 296.6 | 293.4 | 0.3 | 0
21:00 | -27.1 | -43.1 | 0 | 0 | 285.9 | 297 | 293.1 | 0 | 0
22:00 | -32.3 | -26.9 | 0 | 0 | 285.3 | 296.3 | 293 | 0.3 | 0
23:00 | -35.1 | -9.1 | 0 | 0 | 285 | 297 | 292.8 | 0.1 | 0
October
| solar | solar | direct | diffuse | outdoor | indoor | window | heating | blinds
| altitude | azimuth | radiation | radiation | temp. | temp. | temp. | load | closed
| (degrees) | (degrees) | (W-h/m2) | (W-h/m2) | (K) | (K) | (K) | (W-h/m2) | (% time)
midnight | -47 | 10.8 | 0 | 0 | 282.1 | 294.1 | 290.2 | 58.7 | 0
1:00 | -43.7 | 31.4 | 0 | 0 | 282.1 | 294.1 | 290.2 | 57.9 | 0
2:00 | -37.8 | 49.3 | 0 | 0 | 282 | 294.1 | 290.1 | 59.4 | 0
3:00 | -30.1 | 64.6 | 0 | 0 | 281.8 | 294.1 | 290.1 | 60.3 | 0
4:00 | -21.5 | 78 | 0 | 0 | 281.8 | 294.1 | 290.1 | 61.8 | 0
5:00 | -12.4 | 90.2 | 0 | 0 | 281.7 | 294.1 | 290 | 66.5 | 0
6:00 | -3.4 | 102 | 0 | 0.8 | 281.8 | 294.1 | 290.1 | 67.2 | 0
7:00 | 5.2 | 114 | 0 | 16.8 | 282.2 | 294.1 | 290.4 | 65.4 | 0
8:00 | 13 | 126.6 | 0 | 37.6 | 282.6 | 296.2 | 292.3 | 0.3 | 0
9:00 | 19.7 | 140.4 | 0 | 61.3 | 283.3 | 296.4 | 292.4 | 0.9 | 0
10:00 | 24.5 | 155.5 | 0 | 70.4 | 283.9 | 296 | 293 | 1 | 0
11:00 | 27.1 | 171.7 | 0 | 81.3 | 284.6 | 296.1 | 293.1 | 0.7 | 0
noon | 27.1 | -171.7 | 0 | 79 | 285.1 | 296.3 | 293.4 | 0.8 | 0
13:00 | 24.5 | -155.5 | 0 | 65.6 | 285.4 | 296 | 293.3 | 0.7 | 0
14:00 | 19.7 | -140.4 | 0 | 49.7 | 285.5 | 296.3 | 293.1 | 0.7 | 0
15:00 | 13 | -126.6 | 0 | 33.4 | 285.3 | 296.2 | 293.1 | 0.4 | 0
16:00 | 5.2 | -114 | 0 | 14.6 | 284.7 | 296.3 | 292.4 | 0.3 | 0
17:00 | -3.4 | -102 | 0 | 0.4 | 284.1 | 296.1 | 292.2 | 0.4 | 0
18:00 | -12.4 | -90.2 | 0 | 0 | 283.5 | 296 | 292.1 | 0.3 | 0
19:00 | -21.5 | -78 | 0 | 0 | 283.1 | 296.1 | 291.8 | 0.2 | 0
20:00 | -30.1 | -64.6 | 0 | 0 | 282.8 | 296.2 | 291.7 | 0.3 | 0
21:00 | -37.8 | -49.3 | 0 | 0 | 282.5 | 296.1 | 291.6 | 0.2 | 0
22:00 | -43.7 | -31.4 | 0 | 0 | 282.4 | 296.2 | 291.5 | 0.2 | 0
23:00 | -47 | -10.8 | 0 | 0 | 282.2 | 296.3 | 291.5 | 0.3 | 0
November
| solar | solar | direct | diffuse | outdoor | indoor | window | heating | blinds
| altitude | azimuth | radiation | radiation | temp. | temp. | temp. | load | closed
| (degrees) | (degrees) | (W-h/m2) | (W-h/m2) | (K) | (K) | (K) | (W-h/m2) | (% time)
midnight | -56.2 | 12.8 | 0 | 0 | 278.9 | 294.1 | 289.1 | 104.7 | 0
1:00 | -52.4 | 36.3 | 0 | 0 | 278.8 | 294.1 | 289.1 | 105.4 | 0
2:00 | -45.8 | 55.6 | 0 | 0 | 278.6 | 294.1 | 289.1 | 111.5 | 0
3:00 | -37.7 | 71.1 | 0 | 0 | 278.5 | 294.1 | 289 | 107.9 | 0
4:00 | -28.8 | 84.3 | 0 | 0 | 278.4 | 294.1 | 289 | 103.9 | 0
5:00 | -19.7 | 96.2 | 0 | 0 | 278.4 | 294.1 | 289 | 107.3 | 0
6:00 | -10.7 | 107.7 | 0 | 0 | 278.3 | 294.1 | 289 | 107.7 | 0
7:00 | -2.4 | 119.2 | 0 | 1 | 278.2 | 294.1 | 288.9 | 108.3 | 0
8:00 | 5 | 131.2 | 0 | 16 | 278.4 | 295.8 | 290.4 | 0.1 | 0
9:00 | 11.1 | 144.1 | 0 | 30.1 | 278.8 | 295.7 | 290.9 | 1 | 0
10:00 | 15.5 | 157.9 | 0 | 45.9 | 279.2 | 296 | 290.9 | 1.5 | 0
11:00 | 17.8 | 172.5 | 0 | 57.8 | 279.7 | 296 | 291.3 | 1.7 | 0
noon | 17.8 | -172.5 | 0 | 55.3 | 280.1 | 296 | 291.3 | 1.1 | 0
13:00 | 15.5 | -157.9 | 0 | 47.3 | 280.3 | 295.9 | 291.3 | 1.3 | 0
14:00 | 11.1 | -144.1 | 0 | 30.2 | 280.4 | 295.9 | 291.3 | 1 | 0
15:00 | 5 | -131.2 | 0 | 12.9 | 280.2 | 296.1 | 291 | 0.4 | 0
16:00 | -2.4 | -119.2 | 0 | 0 | 280 | 296.3 | 291 | 0.1 | 0
17:00 | -10.7 | -107.7 | 0 | 0 | 279.7 | 296.1 | 290.6 | 0.4 | 0
18:00 | -19.7 | -96.2 | 0 | 0 | 279.6 | 296.2 | 290.7 | 0 | 0
19:00 | -28.8 | -84.3 | 0 | 0 | 279.4 | 295.9 | 290.7 | 0.3 | 0
20:00 | -37.7 | -71.1 | 0 | 0 | 279.4 | 296.1 | 290.6 | 0.1 | 0
21:00 | -45.8 | -55.6 | 0 | 0 | 279.2 | 296.2 | 290.7 | 0.3 | 0
22:00 | -52.4 | -36.3 | 0 | 0 | 279 | 296 | 290.3 | 0.1 | 0
23:00 | -56.2 | -12.8 | 0 | 0 | 278.8 | 295.9 | 290.4 | 0.1 | 0
December
| solar | solar | direct | diffuse | outdoor | indoor | window | heating | blinds
| altitude | azimuth | radiation | radiation | temp. | temp. | temp. | load | closed
| (degrees) | (degrees) | (W-h/m2) | (W-h/m2) | (K) | (K) | (K) | (W-h/m2) | (% time)
midnight | -60.2 | 13.9 | 0 | 0 | 276.9 | 294.1 | 288.5 | 109.8 | 0
1:00 | -56.1 | 39.1 | 0 | 0 | 276.8 | 294.1 | 288.5 | 113.6 | 0
2:00 | -49.2 | 58.9 | 0 | 0 | 276.8 | 294.1 | 288.5 | 113.9 | 0
3:00 | -40.9 | 74.4 | 0 | 0 | 276.8 | 294.1 | 288.5 | 113.9 | 0
4:00 | -31.9 | 87.4 | 0 | 0 | 276.9 | 294.1 | 288.5 | 111.3 | 0
5:00 | -22.8 | 99.1 | 0 | 0 | 277 | 294.1 | 288.5 | 114.3 | 0
6:00 | -14 | 110.2 | 0 | 0 | 276.9 | 294.1 | 288.5 | 111.4 | 0
7:00 | -5.8 | 121.5 | 0 | 0 | 276.9 | 294.1 | 288.5 | 108.7 | 0
8:00 | 1.4 | 133.2 | 0 | 1.8 | 277.1 | 295.2 | 289.2 | 0 | 0
9:00 | 7.3 | 145.7 | 0 | 14.9 | 277.3 | 295.9 | 289.9 | 0.4 | 0
10:00 | 11.6 | 158.9 | 0 | 28.6 | 277.7 | 295.9 | 290.4 | 1 | 0
11:00 | 13.8 | 172.9 | 0 | 36.8 | 277.9 | 295.6 | 290.4 | 1.5 | 0
noon | 13.8 | -172.9 | 0 | 37.9 | 278.2 | 295.8 | 290.4 | 1.5 | 0
13:00 | 11.6 | -158.9 | 0 | 29 | 278.4 | 296.1 | 290.5 | 0.9 | 0
14:00 | 7.3 | -145.7 | 0 | 18.1 | 278.3 | 295.9 | 290.4 | 1 | 0
15:00 | 1.4 | -133.2 | 0 | 4.7 | 278.2 | 295.9 | 290.3 | 0.3 | 0
16:00 | -5.8 | -121.5 | 0 | 0 | 277.8 | 296.1 | 290 | 0.2 | 0
17:00 | -14 | -110.2 | 0 | 0 | 277.7 | 296 | 290 | 0.2 | 0
18:00 | -22.8 | -99.1 | 0 | 0 | 277.5 | 296.1 | 290.1 | 0.3 | 0
19:00 | -31.9 | -87.4 | 0 | 0 | 277.5 | 296.1 | 290.1 | 0.2 | 0
20:00 | -40.9 | -74.4 | 0 | 0 | 277.3 | 296.3 | 290.2 | 0.1 | 0
21:00 | -49.2 | -58.9 | 0 | 0 | 277.1 | 296 | 289.8 | 0.2 | 0
22:00 | -56.1 | -39.1 | 0 | 0 | 277.1 | 296.1 | 289.9 | 0.3 | 0
23:00 | -60.2 | -13.9 | 0 | 0 | 277 | 296 | 289.8 | 0.2 | 0

## Sheet90
Scenario Three (red)
Tue Dec 03 2019 23:42:01 GMT+0000 (Greenwich Mean Time)
Setup Information:
Building
Location | UK - London
Building length, side A | N/A
Building length, side B | N/A
Simulation Type
Simulation Type | one_sided
Window Description
Typology | dgu_nb
Glazing Type | clear
Window Area | 90%
Wall Description
Insulation R-Value | 99999999.9 m2-K/W
Occupancy
Type | Low-rise Residential
Occupancy Load | 0.000 people per m2
Lighting Requirements | 400 lux
Equipment Load | 0.00 W/m2
Room Ventilation
Air Change Rate per Occupant | 15.0 liters / sec per person
Total Air Change Rate | 0.0 roomfuls per hour
Lighting Control
Lighting Control | lights do not respond to daylight: all lights fully on while building is occupied
Representative Room
Orientation | north
Room Depth | 27 m
Room Width | 5 m
Room Height | 2.2 m
Thermal Mass
Thermal Mass | none
Overhang
Overhang Depth | 0 m
Roof
Roof Type | adiabatic roof
Simulation Results:
Primary Energy Use and CO2 Emissions
| heating | cooling | lighting | total | CO2
| energy | energy | energy | energy | emissions
| (kWh/m2) | (kWh/m2) | (kWh/m2) | (kWh/m2) | (kg/m2)
January | 33.4 | 0 | 7.3 | 40.7 | 8.1
February | 28 | 0 | 6.6 | 34.6 | 6.9
March | 32.2 | 0 | 7.3 | 39.5 | 7.9
April | 26.1 | 0 | 7.1 | 33.2 | 6.6
May | 18.9 | 0 | 7.3 | 26.2 | 5.2
June | 9.5 | 0 | 7.1 | 16.6 | 3.3
July | 4.4 | 0 | 7.3 | 11.7 | 2.3
August | 4.4 | 0 | 7.3 | 11.7 | 2.3
September | 10.3 | 0 | 7.1 | 17.4 | 3.5
October | 15.6 | 0 | 7.3 | 22.9 | 4.6
November | 26 | 0 | 7.1 | 33.1 | 6.6
December | 28.1 | 0 | 7.3 | 35.4 | 7.1
Total | 236.9 | 0 | 86.1 | 323 | 64.6 | yearly energy
January
| solar | solar | direct | diffuse | outdoor | indoor | window | heating | blinds
| altitude | azimuth | radiation | radiation | temp. | temp. | temp. | load | closed
| (degrees) | (degrees) | (W-h/m2) | (W-h/m2) | (K) | (K) | (K) | (W-h/m2) | (% time)
midnight | -58.1 | 13.3 | 0 | 0 | 275.9 | 294.1 | 288.2 | 137.3 | 0
1:00 | -54.2 | 37.6 | 0 | 0 | 275.8 | 294.1 | 288.2 | 136.6 | 0
2:00 | -47.5 | 57.1 | 0 | 0 | 275.8 | 294.1 | 288.2 | 135 | 0
3:00 | -39.2 | 72.7 | 0 | 0 | 275.7 | 294.1 | 288.1 | 130.9 | 0
4:00 | -30.2 | 85.8 | 0 | 0 | 275.6 | 294.1 | 288.1 | 133.6 | 0
5:00 | -21.1 | 97.6 | 0 | 0 | 275.6 | 294.1 | 288.1 | 133.5 | 0
6:00 | -12.3 | 108.9 | 0 | 0 | 275.5 | 294.1 | 288.1 | 131.1 | 0
7:00 | -4 | 120.3 | 0 | 0 | 275.5 | 294.1 | 288.1 | 130 | 0
8:00 | 3.3 | 132.2 | 0 | 5.1 | 275.7 | 295.1 | 288.7 | 0 | 0
9:00 | 9.3 | 144.9 | 0 | 20.2 | 276.1 | 295.9 | 289.5 | 0.3 | 0
10:00 | 13.6 | 158.4 | 0 | 34.6 | 276.5 | 295.7 | 290.2 | 1.5 | 0
11:00 | 15.9 | 172.7 | 0 | 40.5 | 276.7 | 295.6 | 290.1 | 1.4 | 0
noon | 15.9 | -172.7 | 0 | 42.7 | 277.2 | 296 | 290.5 | 1.5 | 0
13:00 | 13.6 | -158.4 | 0 | 38.1 | 277.6 | 296.1 | 290.3 | 1.2 | 0
14:00 | 9.3 | -144.9 | 0 | 26.7 | 277.5 | 295.8 | 290 | 1.3 | 0
15:00 | 3.3 | -132.2 | 0 | 13.2 | 277.3 | 296.3 | 290.2 | 0.5 | 0
16:00 | -4 | -120.3 | 0 | 0.6 | 277 | 295.9 | 290 | 0.3 | 0
17:00 | -12.3 | -108.9 | 0 | 0 | 276.8 | 296 | 289.7 | 0 | 0
18:00 | -21.1 | -97.6 | 0 | 0 | 276.5 | 296.1 | 289.7 | 0.1 | 0
19:00 | -30.2 | -85.8 | 0 | 0 | 276.3 | 296 | 289.7 | 0 | 0
20:00 | -39.2 | -72.7 | 0 | 0 | 276.1 | 295.9 | 289.5 | 0.2 | 0
21:00 | -47.5 | -57.1 | 0 | 0 | 276.1 | 295.9 | 289.4 | 0.1 | 0
22:00 | -54.2 | -37.6 | 0 | 0 | 276 | 295.6 | 289.2 | 0.3 | 0
23:00 | -58.1 | -13.3 | 0 | 0 | 275.9 | 295.8 | 289.3 | 0 | 0
February
| solar | solar | direct | diffuse | outdoor | indoor | window | heating | blinds
| altitude | azimuth | radiation | radiation | temp. | temp. | temp. | load | closed
| (degrees) | (degrees) | (W-h/m2) | (W-h/m2) | (K) | (K) | (K) | (W-h/m2) | (% time)
midnight | -50.4 | 11.4 | 0 | 0 | 275.4 | 294.1 | 288 | 117.8 | 0
1:00 | -46.9 | 33 | 0 | 0 | 275.3 | 294.1 | 288 | 112.2 | 0
2:00 | -40.8 | 51.4 | 0 | 0 | 275.2 | 294.1 | 288 | 116.3 | 0
3:00 | -32.9 | 66.9 | 0 | 0 | 275.2 | 294.1 | 288 | 122.9 | 0
4:00 | -24.2 | 80.2 | 0 | 0 | 275.2 | 294.1 | 288 | 124.9 | 0
5:00 | -15.1 | 92.3 | 0 | 0 | 275.1 | 294.1 | 287.9 | 129.5 | 0
6:00 | -6.1 | 104 | 0 | 0 | 275.1 | 294.1 | 287.9 | 129.3 | 0
7:00 | 2.4 | 115.9 | 0 | 2.3 | 275.1 | 294.1 | 288 | 132.9 | 0
8:00 | 10.1 | 128.3 | 0 | 20.6 | 275.5 | 295.6 | 289.2 | 0.1 | 0
9:00 | 16.5 | 141.8 | 0 | 40.4 | 276.1 | 296.3 | 289.9 | 1.4 | 0
10:00 | 21.2 | 156.4 | 0 | 55.1 | 276.7 | 295.4 | 290.2 | 2.6 | 0
11:00 | 23.7 | 172 | 0 | 60.6 | 277.3 | 295.8 | 290.6 | 2.3 | 0
noon | 23.7 | -172 | 0 | 65.1 | 277.9 | 296.1 | 290.8 | 2.1 | 0
13:00 | 21.2 | -156.4 | 0 | 57 | 278.4 | 295.9 | 290.7 | 2.2 | 0
14:00 | 16.5 | -141.8 | 0 | 53.5 | 278.5 | 296.3 | 290.6 | 1.9 | 0
15:00 | 10.1 | -128.3 | 0 | 36 | 278.3 | 295.9 | 290.6 | 1.6 | 0
16:00 | 2.4 | -115.9 | 0 | 14.5 | 277.7 | 295.9 | 290.1 | 0.9 | 0
17:00 | -6.1 | -104 | 0 | 0.3 | 277.1 | 296.2 | 290 | 0.1 | 0
18:00 | -15.1 | -92.3 | 0 | 0 | 276.7 | 296.3 | 289.8 | 0.1 | 0
19:00 | -24.2 | -80.2 | 0 | 0 | 276.3 | 296.3 | 289.8 | 0.1 | 0
20:00 | -32.9 | -66.9 | 0 | 0 | 276 | 296.2 | 289.6 | 0.1 | 0
21:00 | -40.8 | -51.4 | 0 | 0 | 275.7 | 296 | 289.5 | 0.4 | 0
22:00 | -46.9 | -33 | 0 | 0 | 275.5 | 295.8 | 289.3 | 0.2 | 0
23:00 | -50.4 | -11.4 | 0 | 0 | 275.4 | 295.7 | 289.2 | 0.2 | 0
March
| solar | solar | direct | diffuse | outdoor | indoor | window | heating | blinds
| altitude | azimuth | radiation | radiation | temp. | temp. | temp. | load | closed
| (degrees) | (degrees) | (W-h/m2) | (W-h/m2) | (K) | (K) | (K) | (W-h/m2) | (% time)
midnight | -39 | 9.6 | 0 | 0 | 276.9 | 294.1 | 288.5 | 129.8 | 0
1:00 | -36 | 28.2 | 0 | 0 | 276.8 | 294.1 | 288.5 | 133.2 | 0
2:00 | -30.6 | 45 | 0 | 0 | 276.7 | 294.1 | 288.4 | 137.4 | 0
3:00 | -23.4 | 59.7 | 0 | 0 | 276.5 | 294.1 | 288.4 | 129.9 | 0
4:00 | -15 | 72.9 | 0 | 0 | 276.3 | 294.1 | 288.3 | 131.2 | 0
5:00 | -6.1 | 85.2 | 0 | 0 | 276.4 | 294.1 | 288.3 | 126 | 0
6:00 | 2.9 | 97.1 | 0 | 4.1 | 276.6 | 294.1 | 288.4 | 118.4 | 0
7:00 | 11.8 | 109.3 | 0 | 24.9 | 276.9 | 294.1 | 288.8 | 114.4 | 0
8:00 | 20 | 122.4 | 0 | 48.1 | 277.4 | 296.2 | 290.2 | 0.9 | 0
9:00 | 27 | 136.9 | 0 | 66.7 | 278 | 295.9 | 290.8 | 1.7 | 0
10:00 | 32.2 | 153.1 | 0 | 85.8 | 278.8 | 295.7 | 291.4 | 1.9 | 0
11:00 | 35.1 | 170.8 | 0 | 100 | 279.8 | 295.8 | 291.6 | 2.2 | 0
noon | 35.1 | -170.8 | 0 | 101.7 | 280.5 | 296.1 | 291.9 | 2.1 | 0
13:00 | 32.2 | -153.1 | 0 | 93 | 281.2 | 295.9 | 292.1 | 1.6 | 0
14:00 | 27 | -136.9 | 0 | 79.8 | 281.5 | 295.9 | 291.9 | 1.3 | 0
15:00 | 20 | -122.4 | 0 | 58.9 | 281.4 | 296.4 | 291.9 | 1.3 | 0
16:00 | 11.8 | -109.3 | 0 | 34.5 | 280.9 | 295.9 | 291.3 | 1.4 | 0
17:00 | 2.9 | -97.1 | 0 | 15.4 | 280.1 | 296 | 290.9 | 0.8 | 0
18:00 | -6.1 | -85.2 | 0 | 0 | 279.4 | 295.8 | 290.4 | 0.3 | 0
19:00 | -15 | -72.9 | 0 | 0 | 278.7 | 295.7 | 290.3 | 0.5 | 0
20:00 | -23.4 | -59.7 | 0 | 0 | 278.2 | 295.7 | 289.9 | 0.3 | 0
21:00 | -30.6 | -45 | 0 | 0 | 277.8 | 295.7 | 289.9 | 0.5 | 0
22:00 | -36 | -28.2 | 0 | 0 | 277.3 | 295.5 | 289.6 | 0.5 | 0
23:00 | -39 | -9.6 | 0 | 0 | 277.1 | 295.3 | 289.5 | 0.5 | 0
April
| solar | solar | direct | diffuse | outdoor | indoor | window | heating | blinds
| altitude | azimuth | radiation | radiation | temp. | temp. | temp. | load | closed
| (degrees) | (degrees) | (W-h/m2) | (W-h/m2) | (K) | (K) | (K) | (W-h/m2) | (% time)
midnight | -27.1 | 8.3 | 0 | 0 | 278.5 | 294.1 | 289 | 106.3 | 0
1:00 | -24.5 | 24.4 | 0 | 0 | 278.2 | 294.1 | 288.9 | 104.6 | 0
2:00 | -19.7 | 39.5 | 0 | 0 | 278 | 294.1 | 288.9 | 106.3 | 0
3:00 | -13.1 | 53.3 | 0 | 0 | 277.7 | 294.1 | 288.8 | 108.3 | 0
4:00 | -5.2 | 66 | 0 | 0 | 277.4 | 294.1 | 288.7 | 107.3 | 0
5:00 | 3.4 | 78 | 3 | 8 | 277.6 | 294.1 | 288.8 | 105.9 | 0
6:00 | 12.4 | 89.8 | 0.4 | 33.9 | 278.1 | 294.1 | 289.2 | 108.3 | 0
7:00 | 21.5 | 102 | 0 | 60.7 | 278.8 | 294.1 | 289.8 | 103.9 | 0
8:00 | 30.1 | 115.3 | 0 | 79.7 | 279.5 | 295.7 | 291.6 | 1.7 | 0
9:00 | 37.7 | 130.6 | 0 | 102.3 | 280.6 | 296.1 | 291.9 | 2.5 | 0
10:00 | 43.7 | 148.5 | 0 | 121.4 | 281.5 | 295.7 | 292.8 | 2.6 | 0
11:00 | 47 | 169.1 | 0 | 133.9 | 282.5 | 296.1 | 293.2 | 2 | 0
noon | 47 | -169.1 | 0 | 135.6 | 283.5 | 295.8 | 293.4 | 1.7 | 0
13:00 | 43.7 | -148.5 | 0 | 127.4 | 284.2 | 295.8 | 293.6 | 1.5 | 0
14:00 | 37.7 | -130.6 | 0 | 116.3 | 284.7 | 296 | 293.5 | 1 | 0
15:00 | 30.1 | -115.3 | 0 | 86.8 | 285 | 296.2 | 293.4 | 0.9 | 0
16:00 | 21.5 | -102 | 0 | 66.8 | 284.7 | 296.1 | 292.9 | 0.9 | 0
17:00 | 12.4 | -89.8 | 0.5 | 41.3 | 283.9 | 296 | 292.4 | 0.9 | 0
18:00 | 3.4 | -78 | 12.3 | 16.4 | 283 | 295.6 | 291.9 | 0.9 | 0
19:00 | -5.2 | -66 | 0 | 0 | 282 | 296.3 | 291.4 | 0.2 | 0
20:00 | -13.1 | -53.3 | 0 | 0 | 281 | 296 | 291 | 0.6 | 0
21:00 | -19.7 | -39.5 | 0 | 0 | 280 | 296.1 | 290.8 | 0.4 | 0
22:00 | -24.5 | -24.4 | 0 | 0 | 279.3 | 296 | 290.6 | 0.5 | 0
23:00 | -27.1 | -8.3 | 0 | 0 | 278.6 | 296.1 | 290.6 | 0.3 | 0
May
| solar | solar | direct | diffuse | outdoor | indoor | window | heating | blinds
| altitude | azimuth | radiation | radiation | temp. | temp. | temp. | load | closed
| (degrees) | (degrees) | (W-h/m2) | (W-h/m2) | (K) | (K) | (K) | (W-h/m2) | (% time)
midnight | -17.9 | 7.4 | 0 | 0 | 281 | 294.1 | 289.8 | 76.5 | 0
1:00 | -15.5 | 22 | 0 | 0 | 280.8 | 294.1 | 289.7 | 77.2 | 0
2:00 | -11.1 | 35.8 | 0 | 0 | 280.5 | 294.1 | 289.7 | 77.6 | 0
3:00 | -5 | 48.7 | 0 | 0 | 280.2 | 294.1 | 289.5 | 76.3 | 0
4:00 | 2.4 | 60.8 | 12.8 | 10.9 | 280.2 | 294.1 | 289.8 | 77.7 | 0
5:00 | 10.7 | 72.3 | 41.5 | 40.6 | 280.5 | 294.1 | 290.5 | 75.6 | 0
6:00 | 19.6 | 83.7 | 18 | 62.9 | 280.9 | 294.1 | 290.6 | 75.6 | 0
7:00 | 28.7 | 95.6 | 0 | 84.8 | 281.8 | 294.1 | 291 | 66.6 | 0
8:00 | 37.6 | 108.8 | 0 | 101.3 | 282.7 | 295.8 | 292.4 | 0.8 | 0
9:00 | 45.8 | 124.4 | 0 | 131.7 | 283.7 | 296.2 | 293.6 | 1.2 | 0
10:00 | 52.4 | 143.6 | 0 | 145.9 | 284.8 | 295.9 | 293.7 | 1.2 | 0
11:00 | 56.2 | 167.2 | 0 | 152.2 | 285.8 | 296.1 | 294.3 | 0.6 | 0
noon | 56.2 | -167.2 | 0 | 145.7 | 286.8 | 296 | 294.3 | 0.5 | 0
13:00 | 52.4 | -143.6 | 0 | 137.1 | 287.6 | 296.6 | 295.2 | 0.4 | 0
14:00 | 45.8 | -124.4 | 0 | 134.2 | 288 | 297 | 295.1 | 0.4 | 0
15:00 | 37.6 | -108.8 | 0 | 116.3 | 288 | 296.8 | 294.8 | 0.3 | 0
16:00 | 28.7 | -95.6 | 0 | 97.6 | 287.9 | 296.3 | 294.4 | 0.3 | 0
17:00 | 19.6 | -83.7 | 19 | 74.3 | 287.3 | 296.2 | 294 | 0.3 | 0
18:00 | 10.7 | -72.3 | 47.9 | 48.7 | 286.3 | 296.3 | 293.9 | 0.3 | 0
19:00 | 2.4 | -60.8 | 25.2 | 18.1 | 285.1 | 296.1 | 292.9 | 0.3 | 0
20:00 | -5 | -48.7 | 0 | 0 | 284 | 296 | 292.1 | 0.2 | 0
21:00 | -11.1 | -35.8 | 0 | 0 | 283.1 | 296 | 291.6 | 0.3 | 0
22:00 | -15.5 | -22 | 0 | 0 | 282.3 | 295.8 | 291.5 | 0.3 | 0
23:00 | -17.9 | -7.4 | 0 | 0 | 281.5 | 296 | 291.3 | 0.3 | 0
June
| solar | solar | direct | diffuse | outdoor | indoor | window | heating | blinds
| altitude | azimuth | radiation | radiation | temp. | temp. | temp. | load | closed
| (degrees) | (degrees) | (W-h/m2) | (W-h/m2) | (K) | (K) | (K) | (W-h/m2) | (% time)
midnight | -13.8 | 7 | 0 | 0 | 284.5 | 294.1 | 290.9 | 43.3 | 0
1:00 | -11.6 | 21 | 0 | 0 | 284.2 | 294.1 | 290.9 | 42.4 | 0
2:00 | -7.3 | 34.3 | 0 | 0 | 283.9 | 294.1 | 290.7 | 39.2 | 0
3:00 | -1.4 | 46.7 | 0 | 0 | 283.6 | 294.1 | 290.6 | 38.2 | 0
4:00 | 5.8 | 58.4 | 47 | 27.4 | 283.7 | 294.2 | 291.6 | 38.4 | 0
5:00 | 14 | 69.7 | 54.6 | 52.4 | 284.2 | 294.3 | 292.1 | 37.7 | 0
6:00 | 22.8 | 80.8 | 26.7 | 76.8 | 284.6 | 294.3 | 292.1 | 38.5 | 0
7:00 | 31.9 | 92.5 | 0 | 90.6 | 285.2 | 294.4 | 292.3 | 37.2 | 0
8:00 | 40.9 | 105.5 | 0 | 104.6 | 286.2 | 296.2 | 294.1 | 0.3 | 0
9:00 | 49.2 | 121 | 0 | 130.5 | 287.2 | 296.4 | 294.7 | 0.2 | 0
10:00 | 56.1 | 140.8 | 0 | 140.9 | 288.1 | 296.3 | 295.2 | 0.2 | 0
11:00 | 60.2 | 166 | 0 | 149.1 | 289.1 | 297.3 | 296.1 | 0.2 | 0
noon | 60.2 | -166 | 0 | 150.4 | 290 | 297.6 | 296.7 | 0.1 | 0
13:00 | 56.1 | -140.8 | 0 | 149.6 | 290.6 | 298 | 297.2 | 0 | 0
14:00 | 49.2 | -121 | 0 | 133.5 | 291 | 297.7 | 297.1 | 0 | 0
15:00 | 40.9 | -105.5 | 0 | 111.8 | 291.1 | 297.5 | 296.8 | 0 | 0
16:00 | 31.9 | -92.5 | 0 | 113.1 | 290.9 | 297.3 | 296.4 | 0 | 0
17:00 | 22.8 | -80.8 | 25.1 | 93.4 | 290.2 | 296.9 | 295.9 | 0.2 | 0
18:00 | 14 | -69.7 | 50.8 | 67.2 | 289.3 | 297 | 295.5 | 0.2 | 0
19:00 | 5.8 | -58.4 | 47.8 | 41 | 288.3 | 296.5 | 294.9 | 0.2 | 0
20:00 | -1.4 | -46.7 | 0 | 0 | 287.4 | 296.2 | 293.5 | 0.1 | 0
21:00 | -7.3 | -34.3 | 0 | 0 | 286.4 | 296 | 293.2 | 0.1 | 0
22:00 | -11.6 | -21 | 0 | 0 | 285.7 | 296.2 | 292.6 | 0.1 | 0
23:00 | -13.8 | -7 | 0 | 0 | 284.8 | 296 | 292.1 | 0.2 | 0
July
| solar | solar | direct | diffuse | outdoor | indoor | window | heating | blinds
| altitude | azimuth | radiation | radiation | temp. | temp. | temp. | load | closed
| (degrees) | (degrees) | (W-h/m2) | (W-h/m2) | (K) | (K) | (K) | (W-h/m2) | (% time)
midnight | -15.9 | 7.2 | 0 | 0 | 286.4 | 294.6 | 292 | 16.2 | 0
1:00 | -13.7 | 21.5 | 0 | 0 | 286.1 | 294.2 | 291.5 | 19.9 | 0
2:00 | -9.3 | 35.1 | 0 | 0 | 285.6 | 294.1 | 291.3 | 20.4 | 0
3:00 | -3.3 | 47.8 | 0 | 0 | 285.3 | 294.1 | 291.2 | 18.9 | 0
4:00 | 4 | 59.7 | 7.4 | 13.9 | 285.5 | 294.2 | 291.6 | 19.8 | 0
5:00 | 12.3 | 71 | 22.1 | 43.4 | 285.8 | 294.9 | 292.5 | 16.5 | 0
6:00 | 21.1 | 82.3 | 12.9 | 72.5 | 286.4 | 295.5 | 293.3 | 16.4 | 0
7:00 | 30.2 | 94.1 | 0 | 90.2 | 286.8 | 295.8 | 293.8 | 14.2 | 0
8:00 | 39.2 | 107.3 | 0 | 107.5 | 287.6 | 296.7 | 295 | 0.1 | 0
9:00 | 47.4 | 122.8 | 0 | 130 | 288.7 | 297.1 | 295.7 | 0 | 0
10:00 | 54.2 | 142.4 | 0 | 152.9 | 289.7 | 297.3 | 296.5 | 0 | 0
11:00 | 58.1 | 166.6 | 0 | 166.1 | 290.7 | 297.6 | 297 | 0 | 0
noon | 58.1 | -166.6 | 0 | 174.3 | 291.7 | 297.9 | 297.6 | 0 | 0
13:00 | 54.2 | -142.4 | 0 | 161.4 | 292.5 | 298 | 297.9 | 0 | 0
14:00 | 47.4 | -122.8 | 0 | 145.3 | 292.9 | 297.6 | 297.6 | 0 | 0
15:00 | 39.2 | -107.3 | 0 | 120.5 | 293 | 297.7 | 297.4 | 0 | 0
16:00 | 30.2 | -94.1 | 0 | 114.7 | 292.8 | 297.5 | 297.1 | 0 | 0
17:00 | 21.1 | -82.3 | 18.9 | 91.1 | 292.4 | 297.3 | 296.8 | 0 | 0
18:00 | 12.3 | -71 | 59.5 | 68.5 | 291.5 | 297.6 | 297 | 0 | 0
19:00 | 4 | -59.7 | 57.7 | 35.1 | 290.4 | 297.6 | 296.2 | 0 | 0
20:00 | -3.3 | -47.8 | 0 | 0 | 289.3 | 297.2 | 294.4 | 0 | 0
21:00 | -9.3 | -35.1 | 0 | 0 | 288.4 | 297 | 294.2 | 0 | 0
22:00 | -13.7 | -21.5 | 0 | 0 | 287.5 | 297 | 293.8 | 0 | 0
23:00 | -15.9 | -7.2 | 0 | 0 | 286.8 | 296.9 | 293.5 | 0 | 0
August
| solar | solar | direct | diffuse | outdoor | indoor | window | heating | blinds
| altitude | azimuth | radiation | radiation | temp. | temp. | temp. | load | closed
| (degrees) | (degrees) | (W-h/m2) | (W-h/m2) | (K) | (K) | (K) | (W-h/m2) | (% time)
midnight | -23.7 | 7.9 | 0 | 0 | 286.4 | 294.4 | 291.9 | 14.3 | 0
1:00 | -21.3 | 23.5 | 0 | 0 | 286 | 294.2 | 291.5 | 15.8 | 0
2:00 | -16.6 | 38.1 | 0 | 0 | 285.9 | 294.1 | 291.4 | 17.5 | 0
3:00 | -10.1 | 51.6 | 0 | 0 | 285.4 | 294.1 | 291.2 | 18.8 | 0
4:00 | -2.4 | 64.1 | 0 | 0 | 285.1 | 294.1 | 291.1 | 21.1 | 0
5:00 | 6 | 75.9 | 12.7 | 19 | 285.3 | 294.4 | 291.7 | 19.4 | 0
6:00 | 15.1 | 87.6 | 5.8 | 45.6 | 285.9 | 295 | 292.4 | 17.8 | 0
7:00 | 24.2 | 99.7 | 0 | 76 | 286.5 | 295.5 | 293.3 | 17.6 | 0
8:00 | 32.9 | 113.1 | 0 | 96.4 | 287.3 | 296.8 | 294.6 | 0 | 0
9:00 | 40.7 | 128.5 | 0 | 119 | 288.2 | 297.2 | 295.4 | 0 | 0
10:00 | 46.9 | 146.9 | 0 | 144.3 | 289.3 | 296.9 | 296.1 | 0 | 0
11:00 | 50.3 | 168.5 | 0 | 156.9 | 290.4 | 297.3 | 296.7 | 0 | 0
noon | 50.3 | -168.5 | 0 | 169.1 | 291.3 | 297.6 | 297.3 | 0 | 0
13:00 | 46.9 | -146.9 | 0 | 150.2 | 292 | 298.1 | 297.6 | 0 | 0
14:00 | 40.7 | -128.5 | 0 | 130.8 | 292.5 | 297.8 | 297.5 | 0 | 0
15:00 | 32.9 | -113.1 | 0 | 103.7 | 292.6 | 297.9 | 297.4 | 0 | 0
16:00 | 24.2 | -99.7 | 0 | 76.7 | 292.2 | 297.7 | 296.7 | 0 | 0
17:00 | 15.1 | -87.6 | 6.3 | 56.4 | 291.7 | 297.6 | 296 | 0 | 0
18:00 | 6 | -75.9 | 24.9 | 35.1 | 290.9 | 297.1 | 295.8 | 0 | 0
19:00 | -2.4 | -64.1 | 0 | 6 | 289.9 | 297 | 294.7 | 0 | 0
20:00 | -10.1 | -51.6 | 0 | 0 | 289 | 296.8 | 294.4 | 0 | 0
21:00 | -16.6 | -38.1 | 0 | 0 | 288.1 | 297 | 294 | 0 | 0
22:00 | -21.3 | -23.5 | 0 | 0 | 287.3 | 296.9 | 293.6 | 0 | 0
23:00 | -23.7 | -7.9 | 0 | 0 | 286.6 | 296.6 | 293.3 | 0 | 0
September
| solar | solar | direct | diffuse | outdoor | indoor | window | heating | blinds
| altitude | azimuth | radiation | radiation | temp. | temp. | temp. | load | closed
| (degrees) | (degrees) | (W-h/m2) | (W-h/m2) | (K) | (K) | (K) | (W-h/m2) | (% time)
midnight | -35.1 | 9.1 | 0 | 0 | 284.9 | 294.6 | 291.5 | 42.8 | 0
1:00 | -32.3 | 26.9 | 0 | 0 | 284.8 | 294.3 | 291.2 | 43.3 | 0
2:00 | -27.1 | 43.1 | 0 | 0 | 284.5 | 294.2 | 291 | 42.9 | 0
3:00 | -20 | 57.5 | 0 | 0 | 284.3 | 294.1 | 290.9 | 42.4 | 0
4:00 | -11.8 | 70.6 | 0 | 0 | 284.1 | 294.1 | 290.8 | 43.1 | 0
5:00 | -3 | 82.8 | 0 | 0.3 | 284 | 294.1 | 290.8 | 45.3 | 0
6:00 | 6 | 94.7 | 0 | 19.9 | 284.3 | 294.2 | 291.1 | 42.5 | 0
7:00 | 15 | 107 | 0 | 44.4 | 284.7 | 294.7 | 291.8 | 37.3 | 0
8:00 | 23.3 | 120.2 | 0 | 67.9 | 285.4 | 297 | 293.8 | 0.3 | 0
9:00 | 30.6 | 135 | 0 | 89.9 | 286.1 | 296.8 | 294.3 | 0.6 | 0
10:00 | 36 | 151.7 | 0 | 104.9 | 286.8 | 297 | 294.6 | 0.3 | 0
11:00 | 39 | 170.3 | 0 | 105.9 | 287.6 | 297.1 | 294.9 | 0.2 | 0
noon | 39 | -170.3 | 0 | 104.9 | 288.3 | 297.1 | 295.4 | 0.2 | 0
13:00 | 36 | -151.7 | 0 | 101.4 | 288.9 | 297.2 | 295.5 | 0.2 | 0
14:00 | 30.6 | -135 | 0 | 92.6 | 289.4 | 297 | 295.6 | 0.2 | 0
15:00 | 23.3 | -120.2 | 0 | 73.2 | 289.5 | 297.1 | 295.4 | 0.1 | 0
16:00 | 15 | -107 | 0 | 44.6 | 289.3 | 297.1 | 294.8 | 0 | 0
17:00 | 6 | -94.7 | 0 | 23.9 | 288.6 | 296.7 | 294.5 | 0.1 | 0
18:00 | -3 | -82.8 | 0 | 2.4 | 287.8 | 296.7 | 293.9 | 0.1 | 0
19:00 | -11.8 | -70.6 | 0 | 0 | 287.1 | 296.9 | 293.6 | 0.2 | 0
20:00 | -20 | -57.5 | 0 | 0 | 286.5 | 296.5 | 293.3 | 0.3 | 0
21:00 | -27.1 | -43.1 | 0 | 0 | 285.9 | 296.9 | 293.1 | 0.1 | 0
22:00 | -32.3 | -26.9 | 0 | 0 | 285.3 | 296.7 | 293 | 0.2 | 0
23:00 | -35.1 | -9.1 | 0 | 0 | 285 | 297 | 292.9 | 0.1 | 0
October
| solar | solar | direct | diffuse | outdoor | indoor | window | heating | blinds
| altitude | azimuth | radiation | radiation | temp. | temp. | temp. | load | closed
| (degrees) | (degrees) | (W-h/m2) | (W-h/m2) | (K) | (K) | (K) | (W-h/m2) | (% time)
midnight | -47 | 10.8 | 0 | 0 | 282.1 | 294.1 | 290.2 | 58.9 | 0
1:00 | -43.7 | 31.4 | 0 | 0 | 282.1 | 294.1 | 290.2 | 58 | 0
2:00 | -37.8 | 49.3 | 0 | 0 | 282 | 294.1 | 290.1 | 59.4 | 0
3:00 | -30.1 | 64.6 | 0 | 0 | 281.8 | 294.1 | 290.1 | 60.3 | 0
4:00 | -21.5 | 78 | 0 | 0 | 281.8 | 294.1 | 290.1 | 61.8 | 0
5:00 | -12.4 | 90.2 | 0 | 0 | 281.7 | 294.1 | 290 | 66.5 | 0
6:00 | -3.4 | 102 | 0 | 0.8 | 281.8 | 294.1 | 290.1 | 67.2 | 0
7:00 | 5.2 | 114 | 0 | 16.8 | 282.2 | 294.1 | 290.4 | 65.4 | 0
8:00 | 13 | 126.6 | 0 | 37.6 | 282.6 | 296.2 | 292.3 | 0.3 | 0
9:00 | 19.7 | 140.4 | 0 | 61.3 | 283.3 | 296.3 | 292.4 | 0.9 | 0
10:00 | 24.5 | 155.5 | 0 | 70.4 | 283.9 | 296.1 | 292.9 | 0.9 | 0
11:00 | 27.1 | 171.7 | 0 | 81.3 | 284.6 | 296.3 | 293.2 | 0.7 | 0
noon | 27.1 | -171.7 | 0 | 79 | 285.1 | 296.1 | 293.6 | 0.8 | 0
13:00 | 24.5 | -155.5 | 0 | 65.6 | 285.4 | 296.1 | 293.2 | 0.7 | 0
14:00 | 19.7 | -140.4 | 0 | 49.7 | 285.5 | 296.2 | 293.1 | 0.7 | 0
15:00 | 13 | -126.6 | 0 | 33.4 | 285.3 | 296.3 | 292.8 | 0.4 | 0
16:00 | 5.2 | -114 | 0 | 14.6 | 284.7 | 296.2 | 292.6 | 0.3 | 0
17:00 | -3.4 | -102 | 0 | 0.4 | 284.1 | 296 | 292.1 | 0.3 | 0
18:00 | -12.4 | -90.2 | 0 | 0 | 283.5 | 296 | 292 | 0.4 | 0
19:00 | -21.5 | -78 | 0 | 0 | 283.1 | 296.1 | 291.9 | 0.2 | 0
20:00 | -30.1 | -64.6 | 0 | 0 | 282.8 | 296.3 | 291.8 | 0.2 | 0
21:00 | -37.8 | -49.3 | 0 | 0 | 282.5 | 296.2 | 291.7 | 0.4 | 0
22:00 | -43.7 | -31.4 | 0 | 0 | 282.4 | 296.3 | 291.6 | 0.2 | 0
23:00 | -47 | -10.8 | 0 | 0 | 282.2 | 296 | 291.4 | 0.3 | 0
November
| solar | solar | direct | diffuse | outdoor | indoor | window | heating | blinds
| altitude | azimuth | radiation | radiation | temp. | temp. | temp. | load | closed
| (degrees) | (degrees) | (W-h/m2) | (W-h/m2) | (K) | (K) | (K) | (W-h/m2) | (% time)
midnight | -56.2 | 12.8 | 0 | 0 | 278.9 | 294.1 | 289.1 | 104.8 | 0
1:00 | -52.4 | 36.3 | 0 | 0 | 278.8 | 294.1 | 289.1 | 105.4 | 0
2:00 | -45.8 | 55.6 | 0 | 0 | 278.6 | 294.1 | 289.1 | 111.5 | 0
3:00 | -37.7 | 71.1 | 0 | 0 | 278.5 | 294.1 | 289 | 107.9 | 0
4:00 | -28.8 | 84.3 | 0 | 0 | 278.4 | 294.1 | 289 | 103.9 | 0
5:00 | -19.7 | 96.2 | 0 | 0 | 278.4 | 294.1 | 289 | 107.4 | 0
6:00 | -10.7 | 107.7 | 0 | 0 | 278.3 | 294.1 | 289 | 107.7 | 0
7:00 | -2.4 | 119.2 | 0 | 1 | 278.2 | 294.1 | 288.9 | 108.3 | 0
8:00 | 5 | 131.2 | 0 | 16 | 278.4 | 295.8 | 290.4 | 0.1 | 0
9:00 | 11.1 | 144.1 | 0 | 30.1 | 278.8 | 295.7 | 290.9 | 1 | 0
10:00 | 15.5 | 157.9 | 0 | 45.9 | 279.2 | 296 | 291 | 1.5 | 0
11:00 | 17.8 | 172.5 | 0 | 57.8 | 279.7 | 296 | 291.3 | 1.7 | 0
noon | 17.8 | -172.5 | 0 | 55.3 | 280.1 | 295.7 | 291.4 | 1.2 | 0
13:00 | 15.5 | -157.9 | 0 | 47.3 | 280.3 | 295.9 | 291.4 | 1.4 | 0
14:00 | 11.1 | -144.1 | 0 | 30.2 | 280.4 | 295.7 | 291.4 | 1.1 | 0
15:00 | 5 | -131.2 | 0 | 12.9 | 280.2 | 296.1 | 291 | 0.4 | 0
16:00 | -2.4 | -119.2 | 0 | 0 | 280 | 296.2 | 291 | 0 | 0
17:00 | -10.7 | -107.7 | 0 | 0 | 279.7 | 296.1 | 290.6 | 0.4 | 0
18:00 | -19.7 | -96.2 | 0 | 0 | 279.6 | 296.1 | 290.8 | 0 | 0
19:00 | -28.8 | -84.3 | 0 | 0 | 279.4 | 295.8 | 290.5 | 0.3 | 0
20:00 | -37.7 | -71.1 | 0 | 0 | 279.4 | 296.1 | 290.6 | 0.1 | 0
21:00 | -45.8 | -55.6 | 0 | 0 | 279.2 | 296 | 290.5 | 0.2 | 0
22:00 | -52.4 | -36.3 | 0 | 0 | 279 | 295.9 | 290.3 | 0.2 | 0
23:00 | -56.2 | -12.8 | 0 | 0 | 278.8 | 295.9 | 290.5 | 0.1 | 0
December
| solar | solar | direct | diffuse | outdoor | indoor | window | heating | blinds
| altitude | azimuth | radiation | radiation | temp. | temp. | temp. | load | closed
| (degrees) | (degrees) | (W-h/m2) | (W-h/m2) | (K) | (K) | (K) | (W-h/m2) | (% time)
midnight | -60.2 | 13.9 | 0 | 0 | 276.9 | 294.1 | 288.5 | 109.9 | 0
1:00 | -56.1 | 39.1 | 0 | 0 | 276.8 | 294.1 | 288.5 | 113.6 | 0
2:00 | -49.2 | 58.9 | 0 | 0 | 276.8 | 294.1 | 288.5 | 114 | 0
3:00 | -40.9 | 74.4 | 0 | 0 | 276.8 | 294.1 | 288.5 | 114 | 0
4:00 | -31.9 | 87.4 | 0 | 0 | 276.9 | 294.1 | 288.5 | 111.3 | 0
5:00 | -22.8 | 99.1 | 0 | 0 | 277 | 294.1 | 288.5 | 114.3 | 0
6:00 | -14 | 110.2 | 0 | 0 | 276.9 | 294.1 | 288.5 | 111.5 | 0
7:00 | -5.8 | 121.5 | 0 | 0 | 276.9 | 294.1 | 288.5 | 108.7 | 0
8:00 | 1.4 | 133.2 | 0 | 1.8 | 277.1 | 295.2 | 289.2 | 0 | 0
9:00 | 7.3 | 145.7 | 0 | 14.9 | 277.3 | 295.8 | 289.9 | 0.4 | 0
10:00 | 11.6 | 158.9 | 0 | 28.6 | 277.7 | 295.8 | 290.4 | 1 | 0
11:00 | 13.8 | 172.9 | 0 | 36.8 | 277.9 | 295.8 | 290.4 | 1.4 | 0
noon | 13.8 | -172.9 | 0 | 37.9 | 278.2 | 295.9 | 290.5 | 1.5 | 0
13:00 | 11.6 | -158.9 | 0 | 29 | 278.4 | 295.9 | 290.5 | 1 | 0
14:00 | 7.3 | -145.7 | 0 | 18.1 | 278.3 | 295.9 | 290.4 | 0.8 | 0
15:00 | 1.4 | -133.2 | 0 | 4.7 | 278.2 | 295.9 | 290.2 | 0.4 | 0
16:00 | -5.8 | -121.5 | 0 | 0 | 277.8 | 296.1 | 290.1 | 0.2 | 0
17:00 | -14 | -110.2 | 0 | 0 | 277.7 | 295.9 | 289.8 | 0.3 | 0
18:00 | -22.8 | -99.1 | 0 | 0 | 277.5 | 295.8 | 290.1 | 0.2 | 0
19:00 | -31.9 | -87.4 | 0 | 0 | 277.5 | 296.1 | 290 | 0.2 | 0
20:00 | -40.9 | -74.4 | 0 | 0 | 277.3 | 296.1 | 290 | 0.3 | 0
21:00 | -49.2 | -58.9 | 0 | 0 | 277.1 | 296.1 | 289.9 | 0.1 | 0
22:00 | -56.1 | -39.1 | 0 | 0 | 277.1 | 296 | 289.9 | 0.2 | 0
23:00 | -60.2 | -13.9 | 0 | 0 | 277 | 295.9 | 289.7 | 0.4 | 0

## Sheet91
Scenario Four (green)
Tue Dec 03 2019 23:42:06 GMT+0000 (Greenwich Mean Time)
Setup Information:
Building
Location | UK - London
Building length, side A | N/A
Building length, side B | N/A
Simulation Type
Simulation Type | one_sided
Window Description
Typology | dgu_nb
Glazing Type | clear
Window Area | 91%
Wall Description
Insulation R-Value | 99999999.9 m2-K/W
Occupancy
Type | Low-rise Residential
Occupancy Load | 0.000 people per m2
Lighting Requirements | 400 lux
Equipment Load | 0.00 W/m2
Room Ventilation
Air Change Rate per Occupant | 15.0 liters / sec per person
Total Air Change Rate | 0.0 roomfuls per hour
Lighting Control
Lighting Control | lights do not respond to daylight: all lights fully on while building is occupied
Representative Room
Orientation | north
Room Depth | 27 m
Room Width | 5 m
Room Height | 2.2 m
Thermal Mass
Thermal Mass | none
Overhang
Overhang Depth | 0 m
Roof
Roof Type | adiabatic roof
Simulation Results:
Primary Energy Use and CO2 Emissions
| heating | cooling | lighting | total | CO2
| energy | energy | energy | energy | emissions
| (kWh/m2) | (kWh/m2) | (kWh/m2) | (kWh/m2) | (kg/m2)
January | 33.4 | 0 | 7.3 | 40.7 | 8.1
February | 28 | 0 | 6.6 | 34.6 | 6.9
March | 32.2 | 0 | 7.3 | 39.5 | 7.9
April | 26.1 | 0 | 7.1 | 33.2 | 6.6
May | 18.9 | 0 | 7.3 | 26.2 | 5.2
June | 9.5 | 0 | 7.1 | 16.6 | 3.3
July | 4.4 | 0 | 7.3 | 11.7 | 2.3
August | 4.4 | 0 | 7.3 | 11.7 | 2.3
September | 10.3 | 0 | 7.1 | 17.4 | 3.5
October | 15.6 | 0 | 7.3 | 22.9 | 4.6
November | 26 | 0 | 7.1 | 33.1 | 6.6
December | 28 | 0 | 7.3 | 35.3 | 7.1
Total | 236.8 | 0 | 86.1 | 322.9 | 64.6 | yearly energy
January
| solar | solar | direct | diffuse | outdoor | indoor | window | heating | blinds
| altitude | azimuth | radiation | radiation | temp. | temp. | temp. | load | closed
| (degrees) | (degrees) | (W-h/m2) | (W-h/m2) | (K) | (K) | (K) | (W-h/m2) | (% time)
midnight | -58.1 | 13.3 | 0 | 0 | 275.9 | 294.1 | 288.2 | 137.4 | 0
1:00 | -54.2 | 37.6 | 0 | 0 | 275.8 | 294.1 | 288.2 | 136.6 | 0
2:00 | -47.5 | 57.1 | 0 | 0 | 275.8 | 294.1 | 288.2 | 135.1 | 0
3:00 | -39.2 | 72.7 | 0 | 0 | 275.7 | 294.1 | 288.1 | 130.9 | 0
4:00 | -30.2 | 85.8 | 0 | 0 | 275.6 | 294.1 | 288.1 | 133.7 | 0
5:00 | -21.1 | 97.6 | 0 | 0 | 275.6 | 294.1 | 288.1 | 133.5 | 0
6:00 | -12.3 | 108.9 | 0 | 0 | 275.5 | 294.1 | 288.1 | 131.2 | 0
7:00 | -4 | 120.3 | 0 | 0 | 275.5 | 294.1 | 288.1 | 130 | 0
8:00 | 3.3 | 132.2 | 0 | 5.1 | 275.7 | 295 | 288.7 | 0 | 0
9:00 | 9.3 | 144.9 | 0 | 20.2 | 276.1 | 296 | 289.6 | 0.3 | 0
10:00 | 13.6 | 158.4 | 0 | 34.6 | 276.5 | 295.7 | 290.1 | 1.6 | 0
11:00 | 15.9 | 172.7 | 0 | 40.5 | 276.7 | 295.7 | 290.2 | 1.4 | 0
noon | 15.9 | -172.7 | 0 | 42.7 | 277.2 | 296 | 290.4 | 1.6 | 0
13:00 | 13.6 | -158.4 | 0 | 38.1 | 277.6 | 296.1 | 290.4 | 1.2 | 0
14:00 | 9.3 | -144.9 | 0 | 26.7 | 277.5 | 295.5 | 290.4 | 1.4 | 0
15:00 | 3.3 | -132.2 | 0 | 13.2 | 277.3 | 296.1 | 290 | 0.4 | 0
16:00 | -4 | -120.3 | 0 | 0.6 | 277 | 296.1 | 290 | 0.1 | 0
17:00 | -12.3 | -108.9 | 0 | 0 | 276.8 | 295.9 | 289.6 | 0.2 | 0
18:00 | -21.1 | -97.6 | 0 | 0 | 276.5 | 295.9 | 289.6 | 0.1 | 0
19:00 | -30.2 | -85.8 | 0 | 0 | 276.3 | 296 | 289.6 | 0 | 0
20:00 | -39.2 | -72.7 | 0 | 0 | 276.1 | 295.8 | 289.5 | 0.1 | 0
21:00 | -47.5 | -57.1 | 0 | 0 | 276.1 | 295.6 | 289.5 | 0.1 | 0
22:00 | -54.2 | -37.6 | 0 | 0 | 276 | 295.7 | 289.3 | 0 | 0
23:00 | -58.1 | -13.3 | 0 | 0 | 275.9 | 295.7 | 289.2 | 0.2 | 0
February
| solar | solar | direct | diffuse | outdoor | indoor | window | heating | blinds
| altitude | azimuth | radiation | radiation | temp. | temp. | temp. | load | closed
| (degrees) | (degrees) | (W-h/m2) | (W-h/m2) | (K) | (K) | (K) | (W-h/m2) | (% time)
midnight | -50.4 | 11.4 | 0 | 0 | 275.4 | 294.1 | 288 | 117.9 | 0
1:00 | -46.9 | 33 | 0 | 0 | 275.3 | 294.1 | 288 | 112.2 | 0
2:00 | -40.8 | 51.4 | 0 | 0 | 275.2 | 294.1 | 288 | 116.4 | 0
3:00 | -32.9 | 66.9 | 0 | 0 | 275.2 | 294.1 | 288 | 122.9 | 0
4:00 | -24.2 | 80.2 | 0 | 0 | 275.2 | 294.1 | 288 | 124.9 | 0
5:00 | -15.1 | 92.3 | 0 | 0 | 275.1 | 294.1 | 287.9 | 129.6 | 0
6:00 | -6.1 | 104 | 0 | 0 | 275.1 | 294.1 | 287.9 | 129.4 | 0
7:00 | 2.4 | 115.9 | 0 | 2.3 | 275.1 | 294.1 | 288 | 132.9 | 0
8:00 | 10.1 | 128.3 | 0 | 20.6 | 275.5 | 295.6 | 289.2 | 0 | 0
9:00 | 16.5 | 141.8 | 0 | 40.4 | 276.1 | 296.2 | 289.9 | 1.4 | 0
10:00 | 21.2 | 156.4 | 0 | 55.1 | 276.7 | 295.4 | 290.1 | 2.5 | 0
11:00 | 23.7 | 172 | 0 | 60.6 | 277.3 | 295.9 | 290.6 | 2.1 | 0
noon | 23.7 | -172 | 0 | 65.1 | 277.9 | 296 | 290.7 | 2.3 | 0
13:00 | 21.2 | -156.4 | 0 | 57 | 278.4 | 296.1 | 290.7 | 1.9 | 0
14:00 | 16.5 | -141.8 | 0 | 53.5 | 278.5 | 296.1 | 290.7 | 2 | 0
15:00 | 10.1 | -128.3 | 0 | 36 | 278.3 | 295.9 | 290.4 | 1.6 | 0
16:00 | 2.4 | -115.9 | 0 | 14.5 | 277.7 | 295.8 | 290.3 | 0.9 | 0
17:00 | -6.1 | -104 | 0 | 0.3 | 277.1 | 296 | 290 | 0 | 0
18:00 | -15.1 | -92.3 | 0 | 0 | 276.7 | 296.1 | 289.7 | 0.1 | 0
19:00 | -24.2 | -80.2 | 0 | 0 | 276.3 | 296.2 | 289.7 | 0 | 0
20:00 | -32.9 | -66.9 | 0 | 0 | 276 | 296.1 | 289.5 | 0.1 | 0
21:00 | -40.8 | -51.4 | 0 | 0 | 275.7 | 296 | 289.5 | 0.2 | 0
22:00 | -46.9 | -33 | 0 | 0 | 275.5 | 295.8 | 289.3 | 0.2 | 0
23:00 | -50.4 | -11.4 | 0 | 0 | 275.4 | 295.7 | 289.1 | 0.1 | 0
March
| solar | solar | direct | diffuse | outdoor | indoor | window | heating | blinds
| altitude | azimuth | radiation | radiation | temp. | temp. | temp. | load | closed
| (degrees) | (degrees) | (W-h/m2) | (W-h/m2) | (K) | (K) | (K) | (W-h/m2) | (% time)
midnight | -39 | 9.6 | 0 | 0 | 276.9 | 294.1 | 288.5 | 129.7 | 0
1:00 | -36 | 28.2 | 0 | 0 | 276.8 | 294.1 | 288.5 | 133.2 | 0
2:00 | -30.6 | 45 | 0 | 0 | 276.7 | 294.1 | 288.4 | 137.4 | 0
3:00 | -23.4 | 59.7 | 0 | 0 | 276.5 | 294.1 | 288.4 | 130 | 0
4:00 | -15 | 72.9 | 0 | 0 | 276.3 | 294.1 | 288.3 | 131.3 | 0
5:00 | -6.1 | 85.2 | 0 | 0 | 276.4 | 294.1 | 288.3 | 126.1 | 0
6:00 | 2.9 | 97.1 | 0 | 4.1 | 276.6 | 294.1 | 288.4 | 118.4 | 0
7:00 | 11.8 | 109.3 | 0 | 24.9 | 276.9 | 294.1 | 288.8 | 114.4 | 0
8:00 | 20 | 122.4 | 0 | 48.1 | 277.4 | 296.2 | 290.2 | 0.9 | 0
9:00 | 27 | 136.9 | 0 | 66.7 | 278 | 295.8 | 290.8 | 1.7 | 0
10:00 | 32.2 | 153.1 | 0 | 85.8 | 278.8 | 295.7 | 291.4 | 1.9 | 0
11:00 | 35.1 | 170.8 | 0 | 100 | 279.8 | 295.9 | 291.6 | 2.2 | 0
noon | 35.1 | -170.8 | 0 | 101.7 | 280.5 | 296.1 | 291.9 | 2.1 | 0
13:00 | 32.2 | -153.1 | 0 | 93 | 281.2 | 295.8 | 292.2 | 1.7 | 0
14:00 | 27 | -136.9 | 0 | 79.8 | 281.5 | 295.7 | 292.1 | 1.3 | 0
15:00 | 20 | -122.4 | 0 | 58.9 | 281.4 | 296.2 | 291.8 | 1.1 | 0
16:00 | 11.8 | -109.3 | 0 | 34.5 | 280.9 | 296 | 291.3 | 1.5 | 0
17:00 | 2.9 | -97.1 | 0 | 15.4 | 280.1 | 296 | 290.9 | 0.6 | 0
18:00 | -6.1 | -85.2 | 0 | 0 | 279.4 | 296 | 290.5 | 0.4 | 0
19:00 | -15 | -72.9 | 0 | 0 | 278.7 | 295.7 | 290.2 | 0.5 | 0
20:00 | -23.4 | -59.7 | 0 | 0 | 278.2 | 295.8 | 289.9 | 0.4 | 0
21:00 | -30.6 | -45 | 0 | 0 | 277.8 | 295.8 | 289.9 | 0.4 | 0
22:00 | -36 | -28.2 | 0 | 0 | 277.3 | 295.5 | 289.6 | 0.6 | 0
23:00 | -39 | -9.6 | 0 | 0 | 277.1 | 295.4 | 289.5 | 0.4 | 0
April
| solar | solar | direct | diffuse | outdoor | indoor | window | heating | blinds
| altitude | azimuth | radiation | radiation | temp. | temp. | temp. | load | closed
| (degrees) | (degrees) | (W-h/m2) | (W-h/m2) | (K) | (K) | (K) | (W-h/m2) | (% time)
midnight | -27.1 | 8.3 | 0 | 0 | 278.5 | 294.1 | 289 | 106.3 | 0
1:00 | -24.5 | 24.4 | 0 | 0 | 278.2 | 294.1 | 288.9 | 104.6 | 0
2:00 | -19.7 | 39.5 | 0 | 0 | 278 | 294.1 | 288.9 | 106.3 | 0
3:00 | -13.1 | 53.3 | 0 | 0 | 277.7 | 294.1 | 288.8 | 108.3 | 0
4:00 | -5.2 | 66 | 0 | 0 | 277.4 | 294.1 | 288.7 | 107.4 | 0
5:00 | 3.4 | 78 | 3 | 8 | 277.6 | 294.1 | 288.8 | 105.9 | 0
6:00 | 12.4 | 89.8 | 0.4 | 33.9 | 278.1 | 294.1 | 289.2 | 108.3 | 0
7:00 | 21.5 | 102 | 0 | 60.7 | 278.8 | 294.1 | 289.8 | 103.9 | 0
8:00 | 30.1 | 115.3 | 0 | 79.7 | 279.5 | 295.7 | 291.6 | 1.7 | 0
9:00 | 37.7 | 130.6 | 0 | 102.3 | 280.6 | 296.1 | 291.9 | 2.5 | 0
10:00 | 43.7 | 148.5 | 0 | 121.4 | 281.5 | 295.7 | 292.9 | 2.6 | 0
11:00 | 47 | 169.1 | 0 | 133.9 | 282.5 | 295.9 | 293.2 | 2 | 0
noon | 47 | -169.1 | 0 | 135.6 | 283.5 | 295.8 | 293.4 | 1.7 | 0
13:00 | 43.7 | -148.5 | 0 | 127.4 | 284.2 | 296 | 293.6 | 1.4 | 0
14:00 | 37.7 | -130.6 | 0 | 116.3 | 284.7 | 295.9 | 293.4 | 1 | 0
15:00 | 30.1 | -115.3 | 0 | 86.8 | 285 | 295.9 | 293.3 | 0.9 | 0
16:00 | 21.5 | -102 | 0 | 66.8 | 284.7 | 296 | 292.8 | 0.8 | 0
17:00 | 12.4 | -89.8 | 0.5 | 41.3 | 283.9 | 296 | 292.3 | 0.8 | 0
18:00 | 3.4 | -78 | 12.3 | 16.4 | 283 | 295.7 | 292 | 0.9 | 0
19:00 | -5.2 | -66 | 0 | 0 | 282 | 296 | 291.5 | 0.3 | 0
20:00 | -13.1 | -53.3 | 0 | 0 | 281 | 295.8 | 290.9 | 0.6 | 0
21:00 | -19.7 | -39.5 | 0 | 0 | 280 | 296.1 | 290.9 | 0.3 | 0
22:00 | -24.5 | -24.4 | 0 | 0 | 279.3 | 296 | 290.5 | 0.3 | 0
23:00 | -27.1 | -8.3 | 0 | 0 | 278.6 | 296.3 | 290.5 | 0.2 | 0
May
| solar | solar | direct | diffuse | outdoor | indoor | window | heating | blinds
| altitude | azimuth | radiation | radiation | temp. | temp. | temp. | load | closed
| (degrees) | (degrees) | (W-h/m2) | (W-h/m2) | (K) | (K) | (K) | (W-h/m2) | (% time)
midnight | -17.9 | 7.4 | 0 | 0 | 281 | 294.1 | 289.8 | 76.4 | 0
1:00 | -15.5 | 22 | 0 | 0 | 280.8 | 294.1 | 289.7 | 77.2 | 0
2:00 | -11.1 | 35.8 | 0 | 0 | 280.5 | 294.1 | 289.7 | 77.7 | 0
3:00 | -5 | 48.7 | 0 | 0 | 280.2 | 294.1 | 289.5 | 76.4 | 0
4:00 | 2.4 | 60.8 | 12.8 | 10.9 | 280.2 | 294.1 | 289.8 | 77.7 | 0
5:00 | 10.7 | 72.3 | 41.5 | 40.6 | 280.5 | 294.1 | 290.5 | 75.6 | 0
6:00 | 19.6 | 83.7 | 18 | 62.9 | 280.9 | 294.1 | 290.6 | 75.6 | 0
7:00 | 28.7 | 95.6 | 0 | 84.8 | 281.8 | 294.1 | 291 | 66.5 | 0
8:00 | 37.6 | 108.8 | 0 | 101.3 | 282.7 | 295.9 | 292.4 | 0.8 | 0
9:00 | 45.8 | 124.4 | 0 | 131.7 | 283.7 | 296.3 | 293.6 | 1.2 | 0
10:00 | 52.4 | 143.6 | 0 | 145.9 | 284.8 | 296 | 293.8 | 1.2 | 0
11:00 | 56.2 | 167.2 | 0 | 152.2 | 285.8 | 296.1 | 294.4 | 0.6 | 0
noon | 56.2 | -167.2 | 0 | 145.7 | 286.8 | 296.1 | 294.5 | 0.6 | 0
13:00 | 52.4 | -143.6 | 0 | 137.1 | 287.6 | 296.5 | 295.1 | 0.4 | 0
14:00 | 45.8 | -124.4 | 0 | 134.2 | 288 | 296.6 | 295 | 0.4 | 0
15:00 | 37.6 | -108.8 | 0 | 116.3 | 288 | 296.5 | 294.8 | 0.3 | 0
16:00 | 28.7 | -95.6 | 0 | 97.6 | 287.9 | 296.2 | 294.6 | 0.3 | 0
17:00 | 19.6 | -83.7 | 19 | 74.3 | 287.3 | 296.2 | 293.9 | 0.3 | 0
18:00 | 10.7 | -72.3 | 47.9 | 48.7 | 286.3 | 295.9 | 293.9 | 0.3 | 0
19:00 | 2.4 | -60.8 | 25.2 | 18.1 | 285.1 | 296.1 | 292.9 | 0.2 | 0
20:00 | -5 | -48.7 | 0 | 0 | 284 | 295.8 | 292.1 | 0.2 | 0
21:00 | -11.1 | -35.8 | 0 | 0 | 283.1 | 296 | 291.7 | 0.3 | 0
22:00 | -15.5 | -22 | 0 | 0 | 282.3 | 296.1 | 291.4 | 0.2 | 0
23:00 | -17.9 | -7.4 | 0 | 0 | 281.5 | 296 | 291.2 | 0.3 | 0
June
| solar | solar | direct | diffuse | outdoor | indoor | window | heating | blinds
| altitude | azimuth | radiation | radiation | temp. | temp. | temp. | load | closed
| (degrees) | (degrees) | (W-h/m2) | (W-h/m2) | (K) | (K) | (K) | (W-h/m2) | (% time)
midnight | -13.8 | 7 | 0 | 0 | 284.5 | 294.1 | 290.9 | 43.4 | 0
1:00 | -11.6 | 21 | 0 | 0 | 284.2 | 294.1 | 290.9 | 42.5 | 0
2:00 | -7.3 | 34.3 | 0 | 0 | 283.9 | 294.1 | 290.7 | 39.2 | 0
3:00 | -1.4 | 46.7 | 0 | 0 | 283.6 | 294.1 | 290.6 | 38.2 | 0
4:00 | 5.8 | 58.4 | 47 | 27.4 | 283.7 | 294.2 | 291.6 | 38.4 | 0
5:00 | 14 | 69.7 | 54.6 | 52.4 | 284.2 | 294.3 | 292.1 | 37.7 | 0
6:00 | 22.8 | 80.8 | 26.7 | 76.8 | 284.6 | 294.4 | 292.1 | 38.5 | 0
7:00 | 31.9 | 92.5 | 0 | 90.6 | 285.2 | 294.4 | 292.3 | 37.2 | 0
8:00 | 40.9 | 105.5 | 0 | 104.6 | 286.2 | 296.3 | 294.1 | 0.3 | 0
9:00 | 49.2 | 121 | 0 | 130.5 | 287.2 | 296.5 | 294.7 | 0.2 | 0
10:00 | 56.1 | 140.8 | 0 | 140.9 | 288.1 | 296.2 | 295.2 | 0.2 | 0
11:00 | 60.2 | 166 | 0 | 149.1 | 289.1 | 297.2 | 296.1 | 0.2 | 0
noon | 60.2 | -166 | 0 | 150.4 | 290 | 297.7 | 296.7 | 0.1 | 0
13:00 | 56.1 | -140.8 | 0 | 149.6 | 290.6 | 297.8 | 297.3 | 0 | 0
14:00 | 49.2 | -121 | 0 | 133.5 | 291 | 297.4 | 297 | 0 | 0
15:00 | 40.9 | -105.5 | 0 | 111.8 | 291.1 | 297.8 | 296.6 | 0 | 0
16:00 | 31.9 | -92.5 | 0 | 113.1 | 290.9 | 297.2 | 296.5 | 0.1 | 0
17:00 | 22.8 | -80.8 | 25.1 | 93.4 | 290.2 | 297 | 295.9 | 0.2 | 0
18:00 | 14 | -69.7 | 50.8 | 67.2 | 289.3 | 296.9 | 295.4 | 0.2 | 0
19:00 | 5.8 | -58.4 | 47.8 | 41 | 288.3 | 296.8 | 294.9 | 0.2 | 0
20:00 | -1.4 | -46.7 | 0 | 0 | 287.4 | 296 | 293.4 | 0.1 | 0
21:00 | -7.3 | -34.3 | 0 | 0 | 286.4 | 295.8 | 293.1 | 0.2 | 0
22:00 | -11.6 | -21 | 0 | 0 | 285.7 | 296.2 | 292.8 | 0.1 | 0
23:00 | -13.8 | -7 | 0 | 0 | 284.8 | 296 | 292.2 | 0.3 | 0
July
| solar | solar | direct | diffuse | outdoor | indoor | window | heating | blinds
| altitude | azimuth | radiation | radiation | temp. | temp. | temp. | load | closed
| (degrees) | (degrees) | (W-h/m2) | (W-h/m2) | (K) | (K) | (K) | (W-h/m2) | (% time)
midnight | -15.9 | 7.2 | 0 | 0 | 286.4 | 294.6 | 292 | 16.3 | 0
1:00 | -13.7 | 21.5 | 0 | 0 | 286.1 | 294.2 | 291.5 | 20 | 0
2:00 | -9.3 | 35.1 | 0 | 0 | 285.6 | 294.1 | 291.3 | 20.4 | 0
3:00 | -3.3 | 47.8 | 0 | 0 | 285.3 | 294.1 | 291.2 | 18.9 | 0
4:00 | 4 | 59.7 | 7.4 | 13.9 | 285.5 | 294.2 | 291.6 | 19.9 | 0
5:00 | 12.3 | 71 | 22.1 | 43.4 | 285.8 | 294.9 | 292.5 | 16.5 | 0
6:00 | 21.1 | 82.3 | 12.9 | 72.5 | 286.4 | 295.5 | 293.3 | 16.4 | 0
7:00 | 30.2 | 94.1 | 0 | 90.2 | 286.8 | 295.8 | 293.8 | 14.2 | 0
8:00 | 39.2 | 107.3 | 0 | 107.5 | 287.6 | 296.8 | 295.1 | 0.1 | 0
9:00 | 47.4 | 122.8 | 0 | 130 | 288.7 | 297.1 | 295.6 | 0 | 0
10:00 | 54.2 | 142.4 | 0 | 152.9 | 289.7 | 297.3 | 296.4 | 0 | 0
11:00 | 58.1 | 166.6 | 0 | 166.1 | 290.7 | 297.6 | 297 | 0 | 0
noon | 58.1 | -166.6 | 0 | 174.3 | 291.7 | 298 | 297.7 | 0 | 0
13:00 | 54.2 | -142.4 | 0 | 161.4 | 292.5 | 298.1 | 297.9 | 0 | 0
14:00 | 47.4 | -122.8 | 0 | 145.3 | 292.9 | 297.6 | 297.6 | 0 | 0
15:00 | 39.2 | -107.3 | 0 | 120.5 | 293 | 297.7 | 297.4 | 0 | 0
16:00 | 30.2 | -94.1 | 0 | 114.7 | 292.8 | 297.5 | 297.2 | 0 | 0
17:00 | 21.1 | -82.3 | 18.9 | 91.1 | 292.4 | 297.5 | 297 | 0 | 0
18:00 | 12.3 | -71 | 59.5 | 68.5 | 291.5 | 297.7 | 297 | 0 | 0
19:00 | 4 | -59.7 | 57.7 | 35.1 | 290.4 | 297.6 | 296.2 | 0 | 0
20:00 | -3.3 | -47.8 | 0 | 0 | 289.3 | 297.1 | 294.6 | 0 | 0
21:00 | -9.3 | -35.1 | 0 | 0 | 288.4 | 297 | 294.1 | 0 | 0
22:00 | -13.7 | -21.5 | 0 | 0 | 287.5 | 296.9 | 293.7 | 0 | 0
23:00 | -15.9 | -7.2 | 0 | 0 | 286.8 | 296.8 | 293.6 | 0 | 0
August
| solar | solar | direct | diffuse | outdoor | indoor | window | heating | blinds
| altitude | azimuth | radiation | radiation | temp. | temp. | temp. | load | closed
| (degrees) | (degrees) | (W-h/m2) | (W-h/m2) | (K) | (K) | (K) | (W-h/m2) | (% time)
midnight | -23.7 | 7.9 | 0 | 0 | 286.4 | 294.5 | 291.9 | 14.4 | 0
1:00 | -21.3 | 23.5 | 0 | 0 | 286 | 294.2 | 291.5 | 15.9 | 0
2:00 | -16.6 | 38.1 | 0 | 0 | 285.9 | 294.1 | 291.4 | 17.6 | 0
3:00 | -10.1 | 51.6 | 0 | 0 | 285.4 | 294.1 | 291.2 | 18.8 | 0
4:00 | -2.4 | 64.1 | 0 | 0 | 285.1 | 294.1 | 291.1 | 21.1 | 0
5:00 | 6 | 75.9 | 12.7 | 19 | 285.3 | 294.4 | 291.7 | 19.4 | 0
6:00 | 15.1 | 87.6 | 5.8 | 45.6 | 285.9 | 295 | 292.4 | 17.8 | 0
7:00 | 24.2 | 99.7 | 0 | 76 | 286.5 | 295.5 | 293.3 | 17.6 | 0
8:00 | 32.9 | 113.1 | 0 | 96.4 | 287.3 | 296.8 | 294.6 | 0 | 0
9:00 | 40.7 | 128.5 | 0 | 119 | 288.2 | 297.2 | 295.4 | 0 | 0
10:00 | 46.9 | 146.9 | 0 | 144.3 | 289.3 | 297 | 296.1 | 0 | 0
11:00 | 50.3 | 168.5 | 0 | 156.9 | 290.4 | 297.2 | 296.7 | 0 | 0
noon | 50.3 | -168.5 | 0 | 169.1 | 291.3 | 297.6 | 297.3 | 0 | 0
13:00 | 46.9 | -146.9 | 0 | 150.2 | 292 | 298.1 | 297.6 | 0 | 0
14:00 | 40.7 | -128.5 | 0 | 130.8 | 292.5 | 297.8 | 297.5 | 0 | 0
15:00 | 32.9 | -113.1 | 0 | 103.7 | 292.6 | 297.9 | 297.2 | 0 | 0
16:00 | 24.2 | -99.7 | 0 | 76.7 | 292.2 | 297.7 | 296.7 | 0 | 0
17:00 | 15.1 | -87.6 | 6.3 | 56.4 | 291.7 | 297.6 | 296.1 | 0 | 0
18:00 | 6 | -75.9 | 24.9 | 35.1 | 290.9 | 297.2 | 295.8 | 0 | 0
19:00 | -2.4 | -64.1 | 0 | 6 | 289.9 | 297.1 | 294.6 | 0 | 0
20:00 | -10.1 | -51.6 | 0 | 0 | 289 | 297 | 294.3 | 0 | 0
21:00 | -16.6 | -38.1 | 0 | 0 | 288.1 | 297 | 293.9 | 0 | 0
22:00 | -21.3 | -23.5 | 0 | 0 | 287.3 | 296.9 | 293.5 | 0 | 0
23:00 | -23.7 | -7.9 | 0 | 0 | 286.6 | 296.7 | 293.3 | 0 | 0
September
| solar | solar | direct | diffuse | outdoor | indoor | window | heating | blinds
| altitude | azimuth | radiation | radiation | temp. | temp. | temp. | load | closed
| (degrees) | (degrees) | (W-h/m2) | (W-h/m2) | (K) | (K) | (K) | (W-h/m2) | (% time)
midnight | -35.1 | 9.1 | 0 | 0 | 284.9 | 294.5 | 291.5 | 42.8 | 0
1:00 | -32.3 | 26.9 | 0 | 0 | 284.8 | 294.3 | 291.2 | 43.4 | 0
2:00 | -27.1 | 43.1 | 0 | 0 | 284.5 | 294.2 | 291 | 43 | 0
3:00 | -20 | 57.5 | 0 | 0 | 284.3 | 294.1 | 290.9 | 42.4 | 0
4:00 | -11.8 | 70.6 | 0 | 0 | 284.1 | 294.1 | 290.8 | 43.1 | 0
5:00 | -3 | 82.8 | 0 | 0.3 | 284 | 294.1 | 290.8 | 45.3 | 0
6:00 | 6 | 94.7 | 0 | 19.9 | 284.3 | 294.2 | 291.1 | 42.6 | 0
7:00 | 15 | 107 | 0 | 44.4 | 284.7 | 294.7 | 291.8 | 37.3 | 0
8:00 | 23.3 | 120.2 | 0 | 67.9 | 285.4 | 297 | 293.7 | 0.3 | 0
9:00 | 30.6 | 135 | 0 | 89.9 | 286.1 | 296.8 | 294.3 | 0.6 | 0
10:00 | 36 | 151.7 | 0 | 104.9 | 286.8 | 297 | 294.6 | 0.3 | 0
11:00 | 39 | 170.3 | 0 | 105.9 | 287.6 | 297 | 294.9 | 0.2 | 0
noon | 39 | -170.3 | 0 | 104.9 | 288.3 | 297.2 | 295.4 | 0.3 | 0
13:00 | 36 | -151.7 | 0 | 101.4 | 288.9 | 297.2 | 295.5 | 0.2 | 0
14:00 | 30.6 | -135 | 0 | 92.6 | 289.4 | 296.9 | 295.6 | 0.1 | 0
15:00 | 23.3 | -120.2 | 0 | 73.2 | 289.5 | 297.2 | 295.4 | 0.1 | 0
16:00 | 15 | -107 | 0 | 44.6 | 289.3 | 297.1 | 294.9 | 0 | 0
17:00 | 6 | -94.7 | 0 | 23.9 | 288.6 | 296.8 | 294.5 | 0.1 | 0
18:00 | -3 | -82.8 | 0 | 2.4 | 287.8 | 296.7 | 294 | 0.1 | 0
19:00 | -11.8 | -70.6 | 0 | 0 | 287.1 | 296.9 | 293.6 | 0.2 | 0
20:00 | -20 | -57.5 | 0 | 0 | 286.5 | 296.7 | 293.3 | 0.2 | 0
21:00 | -27.1 | -43.1 | 0 | 0 | 285.9 | 297 | 293.3 | 0.2 | 0
22:00 | -32.3 | -26.9 | 0 | 0 | 285.3 | 296.5 | 293 | 0.3 | 0
23:00 | -35.1 | -9.1 | 0 | 0 | 285 | 296.8 | 292.7 | 0.1 | 0
October
| solar | solar | direct | diffuse | outdoor | indoor | window | heating | blinds
| altitude | azimuth | radiation | radiation | temp. | temp. | temp. | load | closed
| (degrees) | (degrees) | (W-h/m2) | (W-h/m2) | (K) | (K) | (K) | (W-h/m2) | (% time)
midnight | -47 | 10.8 | 0 | 0 | 282.1 | 294.1 | 290.2 | 58.8 | 0
1:00 | -43.7 | 31.4 | 0 | 0 | 282.1 | 294.1 | 290.2 | 58 | 0
2:00 | -37.8 | 49.3 | 0 | 0 | 282 | 294.1 | 290.1 | 59.4 | 0
3:00 | -30.1 | 64.6 | 0 | 0 | 281.8 | 294.1 | 290.1 | 60.4 | 0
4:00 | -21.5 | 78 | 0 | 0 | 281.8 | 294.1 | 290.1 | 61.8 | 0
5:00 | -12.4 | 90.2 | 0 | 0 | 281.7 | 294.1 | 290 | 66.6 | 0
6:00 | -3.4 | 102 | 0 | 0.8 | 281.8 | 294.1 | 290.1 | 67.2 | 0
7:00 | 5.2 | 114 | 0 | 16.8 | 282.2 | 294.1 | 290.4 | 65.4 | 0
8:00 | 13 | 126.6 | 0 | 37.6 | 282.6 | 296.2 | 292.3 | 0.3 | 0
9:00 | 19.7 | 140.4 | 0 | 61.3 | 283.3 | 296.3 | 292.4 | 0.9 | 0
10:00 | 24.5 | 155.5 | 0 | 70.4 | 283.9 | 296.1 | 292.8 | 0.9 | 0
11:00 | 27.1 | 171.7 | 0 | 81.3 | 284.6 | 296.4 | 293.2 | 0.7 | 0
noon | 27.1 | -171.7 | 0 | 79 | 285.1 | 296.1 | 293.4 | 0.9 | 0
13:00 | 24.5 | -155.5 | 0 | 65.6 | 285.4 | 296.1 | 293.2 | 0.7 | 0
14:00 | 19.7 | -140.4 | 0 | 49.7 | 285.5 | 296.3 | 293.1 | 0.7 | 0
15:00 | 13 | -126.6 | 0 | 33.4 | 285.3 | 296.2 | 292.7 | 0.5 | 0
16:00 | 5.2 | -114 | 0 | 14.6 | 284.7 | 296 | 292.5 | 0.2 | 0
17:00 | -3.4 | -102 | 0 | 0.4 | 284.1 | 295.9 | 292.3 | 0.4 | 0
18:00 | -12.4 | -90.2 | 0 | 0 | 283.5 | 296.1 | 292.1 | 0.3 | 0
19:00 | -21.5 | -78 | 0 | 0 | 283.1 | 296.3 | 291.8 | 0.3 | 0
20:00 | -30.1 | -64.6 | 0 | 0 | 282.8 | 296.2 | 291.8 | 0.1 | 0
21:00 | -37.8 | -49.3 | 0 | 0 | 282.5 | 296.1 | 291.6 | 0.4 | 0
22:00 | -43.7 | -31.4 | 0 | 0 | 282.4 | 296.3 | 291.8 | 0.2 | 0
23:00 | -47 | -10.8 | 0 | 0 | 282.2 | 296.1 | 291.5 | 0.2 | 0
November
| solar | solar | direct | diffuse | outdoor | indoor | window | heating | blinds
| altitude | azimuth | radiation | radiation | temp. | temp. | temp. | load | closed
| (degrees) | (degrees) | (W-h/m2) | (W-h/m2) | (K) | (K) | (K) | (W-h/m2) | (% time)
midnight | -56.2 | 12.8 | 0 | 0 | 278.9 | 294.1 | 289.1 | 104.9 | 0
1:00 | -52.4 | 36.3 | 0 | 0 | 278.8 | 294.1 | 289.1 | 105.4 | 0
2:00 | -45.8 | 55.6 | 0 | 0 | 278.6 | 294.1 | 289.1 | 111.6 | 0
3:00 | -37.7 | 71.1 | 0 | 0 | 278.5 | 294.1 | 289 | 108 | 0
4:00 | -28.8 | 84.3 | 0 | 0 | 278.4 | 294.1 | 289 | 103.9 | 0
5:00 | -19.7 | 96.2 | 0 | 0 | 278.4 | 294.1 | 289 | 107.4 | 0
6:00 | -10.7 | 107.7 | 0 | 0 | 278.3 | 294.1 | 289 | 107.7 | 0
7:00 | -2.4 | 119.2 | 0 | 1 | 278.2 | 294.1 | 288.9 | 108.3 | 0
8:00 | 5 | 131.2 | 0 | 16 | 278.4 | 295.7 | 290.3 | 0.1 | 0
9:00 | 11.1 | 144.1 | 0 | 30.1 | 278.8 | 295.8 | 290.8 | 1 | 0
10:00 | 15.5 | 157.9 | 0 | 45.9 | 279.2 | 295.9 | 291.1 | 1.5 | 0
11:00 | 17.8 | 172.5 | 0 | 57.8 | 279.7 | 295.8 | 291.3 | 1.7 | 0
noon | 17.8 | -172.5 | 0 | 55.3 | 280.1 | 295.7 | 291.4 | 1.2 | 0
13:00 | 15.5 | -157.9 | 0 | 47.3 | 280.3 | 295.5 | 291.5 | 1.3 | 0
14:00 | 11.1 | -144.1 | 0 | 30.2 | 280.4 | 295.9 | 291.3 | 0.9 | 0
15:00 | 5 | -131.2 | 0 | 12.9 | 280.2 | 296 | 291 | 0.5 | 0
16:00 | -2.4 | -119.2 | 0 | 0 | 280 | 296.2 | 290.9 | 0 | 0
17:00 | -10.7 | -107.7 | 0 | 0 | 279.7 | 295.7 | 290.7 | 0.4 | 0
18:00 | -19.7 | -96.2 | 0 | 0 | 279.6 | 296.4 | 290.8 | 0 | 0
19:00 | -28.8 | -84.3 | 0 | 0 | 279.4 | 296.1 | 290.5 | 0.2 | 0
20:00 | -37.7 | -71.1 | 0 | 0 | 279.4 | 295.7 | 290.6 | 0.2 | 0
21:00 | -45.8 | -55.6 | 0 | 0 | 279.2 | 295.9 | 290.6 | 0.2 | 0
22:00 | -52.4 | -36.3 | 0 | 0 | 279 | 295.8 | 290.3 | 0.2 | 0
23:00 | -56.2 | -12.8 | 0 | 0 | 278.8 | 295.7 | 290.3 | 0.1 | 0
December
| solar | solar | direct | diffuse | outdoor | indoor | window | heating | blinds
| altitude | azimuth | radiation | radiation | temp. | temp. | temp. | load | closed
| (degrees) | (degrees) | (W-h/m2) | (W-h/m2) | (K) | (K) | (K) | (W-h/m2) | (% time)
midnight | -60.2 | 13.9 | 0 | 0 | 276.9 | 294.1 | 288.5 | 109.9 | 0
1:00 | -56.1 | 39.1 | 0 | 0 | 276.8 | 294.1 | 288.5 | 113.6 | 0
2:00 | -49.2 | 58.9 | 0 | 0 | 276.8 | 294.1 | 288.5 | 114 | 0
3:00 | -40.9 | 74.4 | 0 | 0 | 276.8 | 294.1 | 288.5 | 114 | 0
4:00 | -31.9 | 87.4 | 0 | 0 | 276.9 | 294.1 | 288.5 | 111.3 | 0
5:00 | -22.8 | 99.1 | 0 | 0 | 277 | 294.1 | 288.5 | 114.3 | 0
6:00 | -14 | 110.2 | 0 | 0 | 276.9 | 294.1 | 288.5 | 111.5 | 0
7:00 | -5.8 | 121.5 | 0 | 0 | 276.9 | 294.1 | 288.5 | 108.7 | 0
8:00 | 1.4 | 133.2 | 0 | 1.8 | 277.1 | 295.2 | 289.1 | 0 | 0
9:00 | 7.3 | 145.7 | 0 | 14.9 | 277.3 | 295.8 | 289.9 | 0.4 | 0
10:00 | 11.6 | 158.9 | 0 | 28.6 | 277.7 | 295.9 | 290.4 | 0.8 | 0
11:00 | 13.8 | 172.9 | 0 | 36.8 | 277.9 | 295.8 | 290.4 | 1.6 | 0
noon | 13.8 | -172.9 | 0 | 37.9 | 278.2 | 295.8 | 290.6 | 1.1 | 0
13:00 | 11.6 | -158.9 | 0 | 29 | 278.4 | 295.8 | 290.5 | 1.3 | 0
14:00 | 7.3 | -145.7 | 0 | 18.1 | 278.3 | 296.1 | 290.4 | 0.7 | 0
15:00 | 1.4 | -133.2 | 0 | 4.7 | 278.2 | 296.1 | 290.4 | 0.2 | 0
16:00 | -5.8 | -121.5 | 0 | 0 | 277.8 | 295.8 | 290.1 | 0.4 | 0
17:00 | -14 | -110.2 | 0 | 0 | 277.7 | 295.9 | 290 | 0.2 | 0
18:00 | -22.8 | -99.1 | 0 | 0 | 277.5 | 296 | 290 | 0.1 | 0
19:00 | -31.9 | -87.4 | 0 | 0 | 277.5 | 295.9 | 289.9 | 0.3 | 0
20:00 | -40.9 | -74.4 | 0 | 0 | 277.3 | 296 | 289.8 | 0.2 | 0
21:00 | -49.2 | -58.9 | 0 | 0 | 277.1 | 296 | 289.8 | 0.2 | 0
22:00 | -56.1 | -39.1 | 0 | 0 | 277.1 | 296.1 | 289.9 | 0 | 0
23:00 | -60.2 | -13.9 | 0 | 0 | 277 | 296 | 289.8 | 0.2 | 0

## Sheet92
Scenario One (blue)
Tue Dec 03 2019 23:43:05 GMT+0000 (Greenwich Mean Time)
Setup Information:
Building
Location | UK - London
Building length, side A | N/A
Building length, side B | N/A
Simulation Type
Simulation Type | one_sided
Window Description
Typology | dgu_nb
Glazing Type | clear
Window Area | 92%
Wall Description
Insulation R-Value | 99999999.9 m2-K/W
Occupancy
Type | Low-rise Residential
Occupancy Load | 0.000 people per m2
Lighting Requirements | 400 lux
Equipment Load | 0.00 W/m2
Room Ventilation
Air Change Rate per Occupant | 15.0 liters / sec per person
Total Air Change Rate | 0.0 roomfuls per hour
Lighting Control
Lighting Control | lights do not respond to daylight: all lights fully on while building is occupied
Representative Room
Orientation | north
Room Depth | 27 m
Room Width | 5 m
Room Height | 2.2 m
Thermal Mass
Thermal Mass | none
Overhang
Overhang Depth | 0 m
Roof
Roof Type | adiabatic roof
Simulation Results:
Primary Energy Use and CO2 Emissions
| heating | cooling | lighting | total | CO2
| energy | energy | energy | energy | emissions
| (kWh/m2) | (kWh/m2) | (kWh/m2) | (kWh/m2) | (kg/m2)
January | 33.4 | 0 | 7.3 | 40.7 | 8.1
February | 28 | 0 | 6.6 | 34.6 | 6.9
March | 32.2 | 0 | 7.3 | 39.5 | 7.9
April | 26.1 | 0 | 7.1 | 33.2 | 6.6
May | 18.9 | 0 | 7.3 | 26.2 | 5.2
June | 9.5 | 0 | 7.1 | 16.6 | 3.3
July | 4.4 | 0 | 7.3 | 11.7 | 2.3
August | 4.4 | 0 | 7.3 | 11.7 | 2.3
September | 10.3 | 0 | 7.1 | 17.4 | 3.5
October | 15.7 | 0 | 7.3 | 23 | 4.6
November | 26 | 0 | 7.1 | 33.1 | 6.6
December | 28.1 | 0 | 7.3 | 35.4 | 7.1
Total | 237 | 0 | 86.1 | 323.1 | 64.6 | yearly energy
January
| solar | solar | direct | diffuse | outdoor | indoor | window | heating | blinds
| altitude | azimuth | radiation | radiation | temp. | temp. | temp. | load | closed
| (degrees) | (degrees) | (W-h/m2) | (W-h/m2) | (K) | (K) | (K) | (W-h/m2) | (% time)
midnight | -58.1 | 13.3 | 0 | 0 | 275.9 | 294.1 | 288.2 | 137.6 | 0
1:00 | -54.2 | 37.6 | 0 | 0 | 275.8 | 294.1 | 288.2 | 136.7 | 0
2:00 | -47.5 | 57.1 | 0 | 0 | 275.8 | 294.1 | 288.2 | 135.1 | 0
3:00 | -39.2 | 72.7 | 0 | 0 | 275.7 | 294.1 | 288.1 | 131 | 0
4:00 | -30.2 | 85.8 | 0 | 0 | 275.6 | 294.1 | 288.1 | 133.7 | 0
5:00 | -21.1 | 97.6 | 0 | 0 | 275.6 | 294.1 | 288.1 | 133.5 | 0
6:00 | -12.3 | 108.9 | 0 | 0 | 275.5 | 294.1 | 288.1 | 131.2 | 0
7:00 | -4 | 120.3 | 0 | 0 | 275.5 | 294.1 | 288.1 | 130.1 | 0
8:00 | 3.3 | 132.2 | 0 | 5.1 | 275.7 | 295 | 288.7 | 0 | 0
9:00 | 9.3 | 144.9 | 0 | 20.2 | 276.1 | 295.9 | 289.5 | 0.3 | 0
10:00 | 13.6 | 158.4 | 0 | 34.6 | 276.5 | 295.8 | 290 | 1.4 | 0
11:00 | 15.9 | 172.7 | 0 | 40.5 | 276.7 | 295.9 | 290.2 | 1.6 | 0
noon | 15.9 | -172.7 | 0 | 42.7 | 277.2 | 296 | 290.5 | 1.7 | 0
13:00 | 13.6 | -158.4 | 0 | 38.1 | 277.6 | 295.8 | 290.4 | 1.2 | 0
14:00 | 9.3 | -144.9 | 0 | 26.7 | 277.5 | 295.5 | 290.2 | 1.2 | 0
15:00 | 3.3 | -132.2 | 0 | 13.2 | 277.3 | 295.9 | 290.1 | 0.5 | 0
16:00 | -4 | -120.3 | 0 | 0.6 | 277 | 295.8 | 289.6 | 0.1 | 0
17:00 | -12.3 | -108.9 | 0 | 0 | 276.8 | 296 | 289.7 | 0 | 0
18:00 | -21.1 | -97.6 | 0 | 0 | 276.5 | 295.7 | 289.5 | 0.2 | 0
19:00 | -30.2 | -85.8 | 0 | 0 | 276.3 | 295.7 | 289.5 | 0.2 | 0
20:00 | -39.2 | -72.7 | 0 | 0 | 276.1 | 295.6 | 289.4 | 0.1 | 0
21:00 | -47.5 | -57.1 | 0 | 0 | 276.1 | 295.7 | 289.3 | 0.1 | 0
22:00 | -54.2 | -37.6 | 0 | 0 | 276 | 295.6 | 289.3 | 0.1 | 0
23:00 | -58.1 | -13.3 | 0 | 0 | 275.9 | 295.4 | 289.2 | 0.2 | 0
February
| solar | solar | direct | diffuse | outdoor | indoor | window | heating | blinds
| altitude | azimuth | radiation | radiation | temp. | temp. | temp. | load | closed
| (degrees) | (degrees) | (W-h/m2) | (W-h/m2) | (K) | (K) | (K) | (W-h/m2) | (% time)
midnight | -50.4 | 11.4 | 0 | 0 | 275.4 | 294.1 | 288 | 118 | 0
1:00 | -46.9 | 33 | 0 | 0 | 275.3 | 294.1 | 288 | 112.3 | 0
2:00 | -40.8 | 51.4 | 0 | 0 | 275.2 | 294.1 | 288 | 116.4 | 0
3:00 | -32.9 | 66.9 | 0 | 0 | 275.2 | 294.1 | 288 | 123 | 0
4:00 | -24.2 | 80.2 | 0 | 0 | 275.2 | 294.1 | 288 | 125 | 0
5:00 | -15.1 | 92.3 | 0 | 0 | 275.1 | 294.1 | 287.9 | 129.6 | 0
6:00 | -6.1 | 104 | 0 | 0 | 275.1 | 294.1 | 287.9 | 129.4 | 0
7:00 | 2.4 | 115.9 | 0 | 2.3 | 275.1 | 294.1 | 288 | 133 | 0
8:00 | 10.1 | 128.3 | 0 | 20.6 | 275.5 | 295.6 | 289.2 | 0 | 0
9:00 | 16.5 | 141.8 | 0 | 40.4 | 276.1 | 296.1 | 289.9 | 1.4 | 0
10:00 | 21.2 | 156.4 | 0 | 55.1 | 276.7 | 295.6 | 290.1 | 2.4 | 0
11:00 | 23.7 | 172 | 0 | 60.6 | 277.3 | 295.7 | 290.5 | 2.3 | 0
noon | 23.7 | -172 | 0 | 65.1 | 277.9 | 295.8 | 291 | 2.3 | 0
13:00 | 21.2 | -156.4 | 0 | 57 | 278.4 | 296 | 291 | 1.9 | 0
14:00 | 16.5 | -141.8 | 0 | 53.5 | 278.5 | 296 | 290.9 | 1.9 | 0
15:00 | 10.1 | -128.3 | 0 | 36 | 278.3 | 296 | 290.5 | 1.6 | 0
16:00 | 2.4 | -115.9 | 0 | 14.5 | 277.7 | 295.8 | 290.3 | 0.9 | 0
17:00 | -6.1 | -104 | 0 | 0.3 | 277.1 | 296 | 289.9 | 0.1 | 0
18:00 | -15.1 | -92.3 | 0 | 0 | 276.7 | 296.1 | 289.8 | 0 | 0
19:00 | -24.2 | -80.2 | 0 | 0 | 276.3 | 296 | 289.7 | 0.1 | 0
20:00 | -32.9 | -66.9 | 0 | 0 | 276 | 296 | 289.5 | 0.1 | 0
21:00 | -40.8 | -51.4 | 0 | 0 | 275.7 | 296 | 289.4 | 0 | 0
22:00 | -46.9 | -33 | 0 | 0 | 275.5 | 295.8 | 289.2 | 0.2 | 0
23:00 | -50.4 | -11.4 | 0 | 0 | 275.4 | 295.5 | 289.1 | 0.3 | 0
March
| solar | solar | direct | diffuse | outdoor | indoor | window | heating | blinds
| altitude | azimuth | radiation | radiation | temp. | temp. | temp. | load | closed
| (degrees) | (degrees) | (W-h/m2) | (W-h/m2) | (K) | (K) | (K) | (W-h/m2) | (% time)
midnight | -39 | 9.6 | 0 | 0 | 276.9 | 294.1 | 288.5 | 129.6 | 0
1:00 | -36 | 28.2 | 0 | 0 | 276.8 | 294.1 | 288.5 | 133.3 | 0
2:00 | -30.6 | 45 | 0 | 0 | 276.7 | 294.1 | 288.4 | 137.5 | 0
3:00 | -23.4 | 59.7 | 0 | 0 | 276.5 | 294.1 | 288.4 | 130 | 0
4:00 | -15 | 72.9 | 0 | 0 | 276.3 | 294.1 | 288.3 | 131.3 | 0
5:00 | -6.1 | 85.2 | 0 | 0 | 276.4 | 294.1 | 288.3 | 126.1 | 0
6:00 | 2.9 | 97.1 | 0 | 4.1 | 276.6 | 294.1 | 288.4 | 118.5 | 0
7:00 | 11.8 | 109.3 | 0 | 24.9 | 276.9 | 294.1 | 288.8 | 114.5 | 0
8:00 | 20 | 122.4 | 0 | 48.1 | 277.4 | 296.1 | 290.2 | 0.9 | 0
9:00 | 27 | 136.9 | 0 | 66.7 | 278 | 295.9 | 290.8 | 1.7 | 0
10:00 | 32.2 | 153.1 | 0 | 85.8 | 278.8 | 295.7 | 291.4 | 1.9 | 0
11:00 | 35.1 | 170.8 | 0 | 100 | 279.8 | 296 | 291.6 | 2.1 | 0
noon | 35.1 | -170.8 | 0 | 101.7 | 280.5 | 296.2 | 292.1 | 2.2 | 0
13:00 | 32.2 | -153.1 | 0 | 93 | 281.2 | 295.7 | 292.3 | 1.6 | 0
14:00 | 27 | -136.9 | 0 | 79.8 | 281.5 | 295.8 | 292.2 | 1.4 | 0
15:00 | 20 | -122.4 | 0 | 58.9 | 281.4 | 296.2 | 291.7 | 1.2 | 0
16:00 | 11.8 | -109.3 | 0 | 34.5 | 280.9 | 296 | 291.4 | 1.4 | 0
17:00 | 2.9 | -97.1 | 0 | 15.4 | 280.1 | 295.9 | 290.9 | 0.8 | 0
18:00 | -6.1 | -85.2 | 0 | 0 | 279.4 | 295.9 | 290.5 | 0.4 | 0
19:00 | -15 | -72.9 | 0 | 0 | 278.7 | 295.7 | 290.2 | 0.4 | 0
20:00 | -23.4 | -59.7 | 0 | 0 | 278.2 | 295.6 | 289.9 | 0.4 | 0
21:00 | -30.6 | -45 | 0 | 0 | 277.8 | 296 | 289.9 | 0.4 | 0
22:00 | -36 | -28.2 | 0 | 0 | 277.3 | 295.5 | 289.5 | 0.6 | 0
23:00 | -39 | -9.6 | 0 | 0 | 277.1 | 295.7 | 289.7 | 0.3 | 0
April
| solar | solar | direct | diffuse | outdoor | indoor | window | heating | blinds
| altitude | azimuth | radiation | radiation | temp. | temp. | temp. | load | closed
| (degrees) | (degrees) | (W-h/m2) | (W-h/m2) | (K) | (K) | (K) | (W-h/m2) | (% time)
midnight | -27.1 | 8.3 | 0 | 0 | 278.5 | 294.1 | 289 | 106.4 | 0
1:00 | -24.5 | 24.4 | 0 | 0 | 278.2 | 294.1 | 288.9 | 104.7 | 0
2:00 | -19.7 | 39.5 | 0 | 0 | 278 | 294.1 | 288.9 | 106.3 | 0
3:00 | -13.1 | 53.3 | 0 | 0 | 277.7 | 294.1 | 288.8 | 108.4 | 0
4:00 | -5.2 | 66 | 0 | 0 | 277.4 | 294.1 | 288.7 | 107.4 | 0
5:00 | 3.4 | 78 | 3 | 8 | 277.6 | 294.1 | 288.8 | 106 | 0
6:00 | 12.4 | 89.8 | 0.4 | 33.9 | 278.1 | 294.1 | 289.2 | 108.3 | 0
7:00 | 21.5 | 102 | 0 | 60.7 | 278.8 | 294.1 | 289.8 | 103.9 | 0
8:00 | 30.1 | 115.3 | 0 | 79.7 | 279.5 | 295.7 | 291.7 | 1.7 | 0
9:00 | 37.7 | 130.6 | 0 | 102.3 | 280.6 | 296.1 | 291.9 | 2.5 | 0
10:00 | 43.7 | 148.5 | 0 | 121.4 | 281.5 | 295.8 | 292.8 | 2.6 | 0
11:00 | 47 | 169.1 | 0 | 133.9 | 282.5 | 296 | 293.1 | 2 | 0
noon | 47 | -169.1 | 0 | 135.6 | 283.5 | 296 | 293.4 | 1.7 | 0
13:00 | 43.7 | -148.5 | 0 | 127.4 | 284.2 | 296.1 | 293.5 | 1.5 | 0
14:00 | 37.7 | -130.6 | 0 | 116.3 | 284.7 | 295.8 | 293.5 | 1.1 | 0
15:00 | 30.1 | -115.3 | 0 | 86.8 | 285 | 296.1 | 293.4 | 0.9 | 0
16:00 | 21.5 | -102 | 0 | 66.8 | 284.7 | 296.1 | 292.9 | 0.8 | 0
17:00 | 12.4 | -89.8 | 0.5 | 41.3 | 283.9 | 296.3 | 292.2 | 0.8 | 0
18:00 | 3.4 | -78 | 12.3 | 16.4 | 283 | 295.8 | 291.9 | 1 | 0
19:00 | -5.2 | -66 | 0 | 0 | 282 | 295.9 | 291.3 | 0.3 | 0
20:00 | -13.1 | -53.3 | 0 | 0 | 281 | 295.9 | 291.3 | 0.6 | 0
21:00 | -19.7 | -39.5 | 0 | 0 | 280 | 296 | 290.7 | 0.3 | 0
22:00 | -24.5 | -24.4 | 0 | 0 | 279.3 | 296.1 | 290.7 | 0.2 | 0
23:00 | -27.1 | -8.3 | 0 | 0 | 278.6 | 296 | 290.5 | 0.2 | 0
May
| solar | solar | direct | diffuse | outdoor | indoor | window | heating | blinds
| altitude | azimuth | radiation | radiation | temp. | temp. | temp. | load | closed
| (degrees) | (degrees) | (W-h/m2) | (W-h/m2) | (K) | (K) | (K) | (W-h/m2) | (% time)
midnight | -17.9 | 7.4 | 0 | 0 | 281 | 294.1 | 289.8 | 76.4 | 0
1:00 | -15.5 | 22 | 0 | 0 | 280.8 | 294.1 | 289.7 | 77.2 | 0
2:00 | -11.1 | 35.8 | 0 | 0 | 280.5 | 294.1 | 289.7 | 77.7 | 0
3:00 | -5 | 48.7 | 0 | 0 | 280.2 | 294.1 | 289.5 | 76.4 | 0
4:00 | 2.4 | 60.8 | 12.8 | 10.9 | 280.2 | 294.1 | 289.8 | 77.8 | 0
5:00 | 10.7 | 72.3 | 41.5 | 40.6 | 280.5 | 294.1 | 290.5 | 75.6 | 0
6:00 | 19.6 | 83.7 | 18 | 62.9 | 280.9 | 294.1 | 290.6 | 75.6 | 0
7:00 | 28.7 | 95.6 | 0 | 84.8 | 281.8 | 294.1 | 291 | 66.5 | 0
8:00 | 37.6 | 108.8 | 0 | 101.3 | 282.7 | 295.8 | 292.4 | 0.9 | 0
9:00 | 45.8 | 124.4 | 0 | 131.7 | 283.7 | 296.2 | 293.6 | 1.2 | 0
10:00 | 52.4 | 143.6 | 0 | 145.9 | 284.8 | 296.3 | 293.9 | 1.1 | 0
11:00 | 56.2 | 167.2 | 0 | 152.2 | 285.8 | 296 | 294.4 | 0.7 | 0
noon | 56.2 | -167.2 | 0 | 145.7 | 286.8 | 296.1 | 294.5 | 0.5 | 0
13:00 | 52.4 | -143.6 | 0 | 137.1 | 287.6 | 296.6 | 295 | 0.4 | 0
14:00 | 45.8 | -124.4 | 0 | 134.2 | 288 | 296.5 | 295 | 0.4 | 0
15:00 | 37.6 | -108.8 | 0 | 116.3 | 288 | 296.8 | 294.7 | 0.3 | 0
16:00 | 28.7 | -95.6 | 0 | 97.6 | 287.9 | 296.4 | 294.6 | 0.3 | 0
17:00 | 19.6 | -83.7 | 19 | 74.3 | 287.3 | 296.1 | 294 | 0.3 | 0
18:00 | 10.7 | -72.3 | 47.9 | 48.7 | 286.3 | 296.4 | 293.8 | 0.3 | 0
19:00 | 2.4 | -60.8 | 25.2 | 18.1 | 285.1 | 296.1 | 292.9 | 0.3 | 0
20:00 | -5 | -48.7 | 0 | 0 | 284 | 296.4 | 292.2 | 0.1 | 0
21:00 | -11.1 | -35.8 | 0 | 0 | 283.1 | 296.1 | 291.8 | 0.2 | 0
22:00 | -15.5 | -22 | 0 | 0 | 282.3 | 296 | 291.6 | 0.3 | 0
23:00 | -17.9 | -7.4 | 0 | 0 | 281.5 | 296.1 | 291.3 | 0.3 | 0
June
| solar | solar | direct | diffuse | outdoor | indoor | window | heating | blinds
| altitude | azimuth | radiation | radiation | temp. | temp. | temp. | load | closed
| (degrees) | (degrees) | (W-h/m2) | (W-h/m2) | (K) | (K) | (K) | (W-h/m2) | (% time)
midnight | -13.8 | 7 | 0 | 0 | 284.5 | 294.1 | 290.9 | 43.5 | 0
1:00 | -11.6 | 21 | 0 | 0 | 284.2 | 294.1 | 290.9 | 42.5 | 0
2:00 | -7.3 | 34.3 | 0 | 0 | 283.9 | 294.1 | 290.7 | 39.2 | 0
3:00 | -1.4 | 46.7 | 0 | 0 | 283.6 | 294.1 | 290.6 | 38.2 | 0
4:00 | 5.8 | 58.4 | 47 | 27.4 | 283.7 | 294.2 | 291.6 | 38.3 | 0
5:00 | 14 | 69.7 | 54.6 | 52.4 | 284.2 | 294.3 | 292.1 | 37.7 | 0
6:00 | 22.8 | 80.8 | 26.7 | 76.8 | 284.6 | 294.4 | 292.1 | 38.5 | 0
7:00 | 31.9 | 92.5 | 0 | 90.6 | 285.2 | 294.4 | 292.3 | 37.2 | 0
8:00 | 40.9 | 105.5 | 0 | 104.6 | 286.2 | 296.3 | 294.1 | 0.3 | 0
9:00 | 49.2 | 121 | 0 | 130.5 | 287.2 | 296.6 | 294.8 | 0.2 | 0
10:00 | 56.1 | 140.8 | 0 | 140.9 | 288.1 | 296.4 | 295.2 | 0.2 | 0
11:00 | 60.2 | 166 | 0 | 149.1 | 289.1 | 297.3 | 296 | 0.2 | 0
noon | 60.2 | -166 | 0 | 150.4 | 290 | 297.9 | 296.8 | 0.1 | 0
13:00 | 56.1 | -140.8 | 0 | 149.6 | 290.6 | 297.9 | 297.3 | 0 | 0
14:00 | 49.2 | -121 | 0 | 133.5 | 291 | 297.5 | 297.1 | 0 | 0
15:00 | 40.9 | -105.5 | 0 | 111.8 | 291.1 | 297.7 | 296.6 | 0 | 0
16:00 | 31.9 | -92.5 | 0 | 113.1 | 290.9 | 297.2 | 296.5 | 0 | 0
17:00 | 22.8 | -80.8 | 25.1 | 93.4 | 290.2 | 297.1 | 296 | 0.2 | 0
18:00 | 14 | -69.7 | 50.8 | 67.2 | 289.3 | 296.9 | 295.5 | 0.2 | 0
19:00 | 5.8 | -58.4 | 47.8 | 41 | 288.3 | 296.8 | 294.9 | 0.2 | 0
20:00 | -1.4 | -46.7 | 0 | 0 | 287.4 | 296.1 | 293.4 | 0.1 | 0
21:00 | -7.3 | -34.3 | 0 | 0 | 286.4 | 296.4 | 293 | 0.1 | 0
22:00 | -11.6 | -21 | 0 | 0 | 285.7 | 296 | 292.6 | 0.3 | 0
23:00 | -13.8 | -7 | 0 | 0 | 284.8 | 295.8 | 292.3 | 0.2 | 0
July
| solar | solar | direct | diffuse | outdoor | indoor | window | heating | blinds
| altitude | azimuth | radiation | radiation | temp. | temp. | temp. | load | closed
| (degrees) | (degrees) | (W-h/m2) | (W-h/m2) | (K) | (K) | (K) | (W-h/m2) | (% time)
midnight | -15.9 | 7.2 | 0 | 0 | 286.4 | 294.6 | 292 | 16.3 | 0
1:00 | -13.7 | 21.5 | 0 | 0 | 286.1 | 294.2 | 291.5 | 20 | 0
2:00 | -9.3 | 35.1 | 0 | 0 | 285.6 | 294.1 | 291.3 | 20.4 | 0
3:00 | -3.3 | 47.8 | 0 | 0 | 285.3 | 294.1 | 291.2 | 18.9 | 0
4:00 | 4 | 59.7 | 7.4 | 13.9 | 285.5 | 294.2 | 291.6 | 19.9 | 0
5:00 | 12.3 | 71 | 22.1 | 43.4 | 285.8 | 294.9 | 292.5 | 16.6 | 0
6:00 | 21.1 | 82.3 | 12.9 | 72.5 | 286.4 | 295.5 | 293.3 | 16.4 | 0
7:00 | 30.2 | 94.1 | 0 | 90.2 | 286.8 | 295.8 | 293.8 | 14.2 | 0
8:00 | 39.2 | 107.3 | 0 | 107.5 | 287.6 | 296.7 | 295.1 | 0.1 | 0
9:00 | 47.4 | 122.8 | 0 | 130 | 288.7 | 297.1 | 295.7 | 0 | 0
10:00 | 54.2 | 142.4 | 0 | 152.9 | 289.7 | 297.4 | 296.5 | 0 | 0
11:00 | 58.1 | 166.6 | 0 | 166.1 | 290.7 | 297.6 | 297 | 0 | 0
noon | 58.1 | -166.6 | 0 | 174.3 | 291.7 | 297.9 | 297.6 | 0 | 0
13:00 | 54.2 | -142.4 | 0 | 161.4 | 292.5 | 298.2 | 297.9 | 0 | 0
14:00 | 47.4 | -122.8 | 0 | 145.3 | 292.9 | 297.7 | 297.7 | 0 | 0
15:00 | 39.2 | -107.3 | 0 | 120.5 | 293 | 297.7 | 297.3 | 0 | 0
16:00 | 30.2 | -94.1 | 0 | 114.7 | 292.8 | 297.6 | 297.2 | 0 | 0
17:00 | 21.1 | -82.3 | 18.9 | 91.1 | 292.4 | 297.4 | 296.7 | 0 | 0
18:00 | 12.3 | -71 | 59.5 | 68.5 | 291.5 | 297.7 | 296.9 | 0 | 0
19:00 | 4 | -59.7 | 57.7 | 35.1 | 290.4 | 297.6 | 296.2 | 0 | 0
20:00 | -3.3 | -47.8 | 0 | 0 | 289.3 | 297.1 | 294.5 | 0 | 0
21:00 | -9.3 | -35.1 | 0 | 0 | 288.4 | 297.1 | 294.1 | 0 | 0
22:00 | -13.7 | -21.5 | 0 | 0 | 287.5 | 297 | 293.7 | 0 | 0
23:00 | -15.9 | -7.2 | 0 | 0 | 286.8 | 296.9 | 293.5 | 0 | 0
August
| solar | solar | direct | diffuse | outdoor | indoor | window | heating | blinds
| altitude | azimuth | radiation | radiation | temp. | temp. | temp. | load | closed
| (degrees) | (degrees) | (W-h/m2) | (W-h/m2) | (K) | (K) | (K) | (W-h/m2) | (% time)
midnight | -23.7 | 7.9 | 0 | 0 | 286.4 | 294.4 | 291.9 | 14.3 | 0
1:00 | -21.3 | 23.5 | 0 | 0 | 286 | 294.2 | 291.5 | 15.9 | 0
2:00 | -16.6 | 38.1 | 0 | 0 | 285.9 | 294.1 | 291.4 | 17.6 | 0
3:00 | -10.1 | 51.6 | 0 | 0 | 285.4 | 294.1 | 291.2 | 18.8 | 0
4:00 | -2.4 | 64.1 | 0 | 0 | 285.1 | 294.1 | 291.1 | 21.1 | 0
5:00 | 6 | 75.9 | 12.7 | 19 | 285.3 | 294.4 | 291.7 | 19.4 | 0
6:00 | 15.1 | 87.6 | 5.8 | 45.6 | 285.9 | 295 | 292.4 | 17.8 | 0
7:00 | 24.2 | 99.7 | 0 | 76 | 286.5 | 295.5 | 293.3 | 17.6 | 0
8:00 | 32.9 | 113.1 | 0 | 96.4 | 287.3 | 296.8 | 294.6 | 0 | 0
9:00 | 40.7 | 128.5 | 0 | 119 | 288.2 | 297.3 | 295.5 | 0 | 0
10:00 | 46.9 | 146.9 | 0 | 144.3 | 289.3 | 297 | 296.1 | 0 | 0
11:00 | 50.3 | 168.5 | 0 | 156.9 | 290.4 | 297.3 | 296.7 | 0 | 0
noon | 50.3 | -168.5 | 0 | 169.1 | 291.3 | 297.7 | 297.3 | 0 | 0
13:00 | 46.9 | -146.9 | 0 | 150.2 | 292 | 297.8 | 297.6 | 0 | 0
14:00 | 40.7 | -128.5 | 0 | 130.8 | 292.5 | 297.9 | 297.5 | 0 | 0
15:00 | 32.9 | -113.1 | 0 | 103.7 | 292.6 | 297.9 | 297.3 | 0 | 0
16:00 | 24.2 | -99.7 | 0 | 76.7 | 292.2 | 297.9 | 296.7 | 0 | 0
17:00 | 15.1 | -87.6 | 6.3 | 56.4 | 291.7 | 297.6 | 296 | 0 | 0
18:00 | 6 | -75.9 | 24.9 | 35.1 | 290.9 | 297.4 | 295.7 | 0 | 0
19:00 | -2.4 | -64.1 | 0 | 6 | 289.9 | 297.1 | 294.8 | 0 | 0
20:00 | -10.1 | -51.6 | 0 | 0 | 289 | 297 | 294.4 | 0 | 0
21:00 | -16.6 | -38.1 | 0 | 0 | 288.1 | 296.9 | 293.8 | 0 | 0
22:00 | -21.3 | -23.5 | 0 | 0 | 287.3 | 296.7 | 293.6 | 0 | 0
23:00 | -23.7 | -7.9 | 0 | 0 | 286.6 | 296.7 | 293.4 | 0 | 0
September
| solar | solar | direct | diffuse | outdoor | indoor | window | heating | blinds
| altitude | azimuth | radiation | radiation | temp. | temp. | temp. | load | closed
| (degrees) | (degrees) | (W-h/m2) | (W-h/m2) | (K) | (K) | (K) | (W-h/m2) | (% time)
midnight | -35.1 | 9.1 | 0 | 0 | 284.9 | 294.5 | 291.5 | 43 | 0
1:00 | -32.3 | 26.9 | 0 | 0 | 284.8 | 294.3 | 291.2 | 43.4 | 0
2:00 | -27.1 | 43.1 | 0 | 0 | 284.5 | 294.2 | 291 | 43 | 0
3:00 | -20 | 57.5 | 0 | 0 | 284.3 | 294.1 | 290.9 | 42.4 | 0
4:00 | -11.8 | 70.6 | 0 | 0 | 284.1 | 294.1 | 290.8 | 43.2 | 0
5:00 | -3 | 82.8 | 0 | 0.3 | 284 | 294.1 | 290.8 | 45.3 | 0
6:00 | 6 | 94.7 | 0 | 19.9 | 284.3 | 294.2 | 291.1 | 42.6 | 0
7:00 | 15 | 107 | 0 | 44.4 | 284.7 | 294.7 | 291.8 | 37.3 | 0
8:00 | 23.3 | 120.2 | 0 | 67.9 | 285.4 | 297 | 293.7 | 0.3 | 0
9:00 | 30.6 | 135 | 0 | 89.9 | 286.1 | 296.8 | 294.2 | 0.6 | 0
10:00 | 36 | 151.7 | 0 | 104.9 | 286.8 | 296.8 | 294.7 | 0.3 | 0
11:00 | 39 | 170.3 | 0 | 105.9 | 287.6 | 297.1 | 294.9 | 0.2 | 0
noon | 39 | -170.3 | 0 | 104.9 | 288.3 | 296.9 | 295.4 | 0.3 | 0
13:00 | 36 | -151.7 | 0 | 101.4 | 288.9 | 297.3 | 295.5 | 0.2 | 0
14:00 | 30.6 | -135 | 0 | 92.6 | 289.4 | 297.2 | 295.7 | 0.2 | 0
15:00 | 23.3 | -120.2 | 0 | 73.2 | 289.5 | 296.8 | 295.4 | 0.1 | 0
16:00 | 15 | -107 | 0 | 44.6 | 289.3 | 296.9 | 295 | 0 | 0
17:00 | 6 | -94.7 | 0 | 23.9 | 288.6 | 296.8 | 294.4 | 0.1 | 0
18:00 | -3 | -82.8 | 0 | 2.4 | 287.8 | 296.9 | 294 | 0.1 | 0
19:00 | -11.8 | -70.6 | 0 | 0 | 287.1 | 296.6 | 293.6 | 0.3 | 0
20:00 | -20 | -57.5 | 0 | 0 | 286.5 | 296.7 | 293.4 | 0 | 0
21:00 | -27.1 | -43.1 | 0 | 0 | 285.9 | 296.5 | 293.1 | 0.3 | 0
22:00 | -32.3 | -26.9 | 0 | 0 | 285.3 | 296.7 | 293.1 | 0.1 | 0
23:00 | -35.1 | -9.1 | 0 | 0 | 285 | 296.6 | 292.7 | 0.4 | 0
October
| solar | solar | direct | diffuse | outdoor | indoor | window | heating | blinds
| altitude | azimuth | radiation | radiation | temp. | temp. | temp. | load | closed
| (degrees) | (degrees) | (W-h/m2) | (W-h/m2) | (K) | (K) | (K) | (W-h/m2) | (% time)
midnight | -47 | 10.8 | 0 | 0 | 282.1 | 294.1 | 290.2 | 58.8 | 0
1:00 | -43.7 | 31.4 | 0 | 0 | 282.1 | 294.1 | 290.2 | 58 | 0
2:00 | -37.8 | 49.3 | 0 | 0 | 282 | 294.1 | 290.1 | 59.5 | 0
3:00 | -30.1 | 64.6 | 0 | 0 | 281.8 | 294.1 | 290.1 | 60.4 | 0
4:00 | -21.5 | 78 | 0 | 0 | 281.8 | 294.1 | 290.1 | 61.8 | 0
5:00 | -12.4 | 90.2 | 0 | 0 | 281.7 | 294.1 | 290 | 66.6 | 0
6:00 | -3.4 | 102 | 0 | 0.8 | 281.8 | 294.1 | 290.1 | 67.3 | 0
7:00 | 5.2 | 114 | 0 | 16.8 | 282.2 | 294.1 | 290.4 | 65.4 | 0
8:00 | 13 | 126.6 | 0 | 37.6 | 282.6 | 296.2 | 292.3 | 0.3 | 0
9:00 | 19.7 | 140.4 | 0 | 61.3 | 283.3 | 296.3 | 292.4 | 0.9 | 0
10:00 | 24.5 | 155.5 | 0 | 70.4 | 283.9 | 296.2 | 292.8 | 0.9 | 0
11:00 | 27.1 | 171.7 | 0 | 81.3 | 284.6 | 296.4 | 293.1 | 0.7 | 0
noon | 27.1 | -171.7 | 0 | 79 | 285.1 | 296.1 | 293.3 | 0.8 | 0
13:00 | 24.5 | -155.5 | 0 | 65.6 | 285.4 | 296 | 293.2 | 0.8 | 0
14:00 | 19.7 | -140.4 | 0 | 49.7 | 285.5 | 296.2 | 293.2 | 0.6 | 0
15:00 | 13 | -126.6 | 0 | 33.4 | 285.3 | 296.1 | 292.8 | 0.5 | 0
16:00 | 5.2 | -114 | 0 | 14.6 | 284.7 | 296 | 292.6 | 0.3 | 0
17:00 | -3.4 | -102 | 0 | 0.4 | 284.1 | 296 | 292 | 0.3 | 0
18:00 | -12.4 | -90.2 | 0 | 0 | 283.5 | 296.2 | 292 | 0.2 | 0
19:00 | -21.5 | -78 | 0 | 0 | 283.1 | 296 | 291.9 | 0.4 | 0
20:00 | -30.1 | -64.6 | 0 | 0 | 282.8 | 296.2 | 291.8 | 0.2 | 0
21:00 | -37.8 | -49.3 | 0 | 0 | 282.5 | 295.9 | 291.6 | 0.4 | 0
22:00 | -43.7 | -31.4 | 0 | 0 | 282.4 | 296.5 | 291.7 | 0.1 | 0
23:00 | -47 | -10.8 | 0 | 0 | 282.2 | 296.2 | 291.8 | 0.3 | 0
November
| solar | solar | direct | diffuse | outdoor | indoor | window | heating | blinds
| altitude | azimuth | radiation | radiation | temp. | temp. | temp. | load | closed
| (degrees) | (degrees) | (W-h/m2) | (W-h/m2) | (K) | (K) | (K) | (W-h/m2) | (% time)
midnight | -56.2 | 12.8 | 0 | 0 | 278.9 | 294.1 | 289.1 | 104.8 | 0
1:00 | -52.4 | 36.3 | 0 | 0 | 278.8 | 294.1 | 289.1 | 105.4 | 0
2:00 | -45.8 | 55.6 | 0 | 0 | 278.6 | 294.1 | 289.1 | 111.6 | 0
3:00 | -37.7 | 71.1 | 0 | 0 | 278.5 | 294.1 | 289 | 108 | 0
4:00 | -28.8 | 84.3 | 0 | 0 | 278.4 | 294.1 | 289 | 104 | 0
5:00 | -19.7 | 96.2 | 0 | 0 | 278.4 | 294.1 | 289 | 107.4 | 0
6:00 | -10.7 | 107.7 | 0 | 0 | 278.3 | 294.1 | 289 | 107.8 | 0
7:00 | -2.4 | 119.2 | 0 | 1 | 278.2 | 294.1 | 288.9 | 108.4 | 0
8:00 | 5 | 131.2 | 0 | 16 | 278.4 | 295.7 | 290.3 | 0.1 | 0
9:00 | 11.1 | 144.1 | 0 | 30.1 | 278.8 | 295.9 | 290.8 | 0.7 | 0
10:00 | 15.5 | 157.9 | 0 | 45.9 | 279.2 | 295.8 | 291 | 1.6 | 0
11:00 | 17.8 | 172.5 | 0 | 57.8 | 279.7 | 295.8 | 291.3 | 1.6 | 0
noon | 17.8 | -172.5 | 0 | 55.3 | 280.1 | 295.6 | 291.4 | 1.2 | 0
13:00 | 15.5 | -157.9 | 0 | 47.3 | 280.3 | 295.6 | 291.4 | 1.3 | 0
14:00 | 11.1 | -144.1 | 0 | 30.2 | 280.4 | 296 | 291.4 | 1 | 0
15:00 | 5 | -131.2 | 0 | 12.9 | 280.2 | 295.9 | 290.9 | 0.6 | 0
16:00 | -2.4 | -119.2 | 0 | 0 | 280 | 296.1 | 290.9 | 0 | 0
17:00 | -10.7 | -107.7 | 0 | 0 | 279.7 | 295.6 | 290.6 | 0.4 | 0
18:00 | -19.7 | -96.2 | 0 | 0 | 279.6 | 296.1 | 290.6 | 0 | 0
19:00 | -28.8 | -84.3 | 0 | 0 | 279.4 | 296 | 290.6 | 0.2 | 0
20:00 | -37.7 | -71.1 | 0 | 0 | 279.4 | 295.8 | 290.4 | 0.2 | 0
21:00 | -45.8 | -55.6 | 0 | 0 | 279.2 | 295.9 | 290.5 | 0.1 | 0
22:00 | -52.4 | -36.3 | 0 | 0 | 279 | 295.6 | 290.2 | 0.3 | 0
23:00 | -56.2 | -12.8 | 0 | 0 | 278.8 | 295.9 | 290.3 | 0 | 0
December
| solar | solar | direct | diffuse | outdoor | indoor | window | heating | blinds
| altitude | azimuth | radiation | radiation | temp. | temp. | temp. | load | closed
| (degrees) | (degrees) | (W-h/m2) | (W-h/m2) | (K) | (K) | (K) | (W-h/m2) | (% time)
midnight | -60.2 | 13.9 | 0 | 0 | 276.9 | 294.1 | 288.5 | 110 | 0
1:00 | -56.1 | 39.1 | 0 | 0 | 276.8 | 294.1 | 288.5 | 113.7 | 0
2:00 | -49.2 | 58.9 | 0 | 0 | 276.8 | 294.1 | 288.5 | 114 | 0
3:00 | -40.9 | 74.4 | 0 | 0 | 276.8 | 294.1 | 288.5 | 114 | 0
4:00 | -31.9 | 87.4 | 0 | 0 | 276.9 | 294.1 | 288.5 | 111.4 | 0
5:00 | -22.8 | 99.1 | 0 | 0 | 277 | 294.1 | 288.5 | 114.4 | 0
6:00 | -14 | 110.2 | 0 | 0 | 276.9 | 294.1 | 288.5 | 111.5 | 0
7:00 | -5.8 | 121.5 | 0 | 0 | 276.9 | 294.1 | 288.5 | 108.8 | 0
8:00 | 1.4 | 133.2 | 0 | 1.8 | 277.1 | 295.1 | 289.1 | 0 | 0
9:00 | 7.3 | 145.7 | 0 | 14.9 | 277.3 | 295.7 | 290 | 0.4 | 0
10:00 | 11.6 | 158.9 | 0 | 28.6 | 277.7 | 295.8 | 290.4 | 0.8 | 0
11:00 | 13.8 | 172.9 | 0 | 36.8 | 277.9 | 295.9 | 290.5 | 1.5 | 0
noon | 13.8 | -172.9 | 0 | 37.9 | 278.2 | 295.8 | 290.6 | 1.1 | 0
13:00 | 11.6 | -158.9 | 0 | 29 | 278.4 | 296 | 290.4 | 1.1 | 0
14:00 | 7.3 | -145.7 | 0 | 18.1 | 278.3 | 295.9 | 290.2 | 0.9 | 0
15:00 | 1.4 | -133.2 | 0 | 4.7 | 278.2 | 296.1 | 290.3 | 0.3 | 0
16:00 | -5.8 | -121.5 | 0 | 0 | 277.8 | 296.1 | 290.1 | 0.1 | 0
17:00 | -14 | -110.2 | 0 | 0 | 277.7 | 295.9 | 290 | 0.3 | 0
18:00 | -22.8 | -99.1 | 0 | 0 | 277.5 | 296 | 290 | 0.3 | 0
19:00 | -31.9 | -87.4 | 0 | 0 | 277.5 | 295.6 | 289.9 | 0.3 | 0
20:00 | -40.9 | -74.4 | 0 | 0 | 277.3 | 295.8 | 289.7 | 0 | 0
21:00 | -49.2 | -58.9 | 0 | 0 | 277.1 | 296 | 289.8 | 0.2 | 0
22:00 | -56.1 | -39.1 | 0 | 0 | 277.1 | 295.8 | 289.7 | 0.3 | 0
23:00 | -60.2 | -13.9 | 0 | 0 | 277 | 295.8 | 289.7 | 0.1 | 0

## Sheet93
Scenario Two (yellow)
Tue Dec 03 2019 23:43:12 GMT+0000 (Greenwich Mean Time)
Setup Information:
Building
Location | UK - London
Building length, side A | N/A
Building length, side B | N/A
Simulation Type
Simulation Type | one_sided
Window Description
Typology | dgu_nb
Glazing Type | clear
Window Area | 93%
Wall Description
Insulation R-Value | 99999999.9 m2-K/W
Occupancy
Type | Low-rise Residential
Occupancy Load | 0.000 people per m2
Lighting Requirements | 400 lux
Equipment Load | 0.00 W/m2
Room Ventilation
Air Change Rate per Occupant | 15.0 liters / sec per person
Total Air Change Rate | 0.0 roomfuls per hour
Lighting Control
Lighting Control | lights do not respond to daylight: all lights fully on while building is occupied
Representative Room
Orientation | north
Room Depth | 27 m
Room Width | 5 m
Room Height | 2.2 m
Thermal Mass
Thermal Mass | none
Overhang
Overhang Depth | 0 m
Roof
Roof Type | adiabatic roof
Simulation Results:
Primary Energy Use and CO2 Emissions
| heating | cooling | lighting | total | CO2
| energy | energy | energy | energy | emissions
| (kWh/m2) | (kWh/m2) | (kWh/m2) | (kWh/m2) | (kg/m2)
January | 33.4 | 0 | 7.3 | 40.7 | 8.1
February | 28 | 0 | 6.6 | 34.6 | 6.9
March | 32.2 | 0 | 7.3 | 39.5 | 7.9
April | 26.1 | 0 | 7.1 | 33.2 | 6.6
May | 18.9 | 0 | 7.3 | 26.2 | 5.2
June | 9.5 | 0 | 7.1 | 16.6 | 3.3
July | 4.4 | 0 | 7.3 | 11.7 | 2.3
August | 4.4 | 0 | 7.3 | 11.7 | 2.3
September | 10.3 | 0 | 7.1 | 17.4 | 3.5
October | 15.7 | 0 | 7.3 | 23 | 4.6
November | 26 | 0 | 7.1 | 33.1 | 6.6
December | 28.1 | 0 | 7.3 | 35.4 | 7.1
Total | 237 | 0 | 86.1 | 323.1 | 64.6 | yearly energy
January
| solar | solar | direct | diffuse | outdoor | indoor | window | heating | blinds
| altitude | azimuth | radiation | radiation | temp. | temp. | temp. | load | closed
| (degrees) | (degrees) | (W-h/m2) | (W-h/m2) | (K) | (K) | (K) | (W-h/m2) | (% time)
midnight | -58.1 | 13.3 | 0 | 0 | 275.9 | 294.1 | 288.2 | 137.6 | 0
1:00 | -54.2 | 37.6 | 0 | 0 | 275.8 | 294.1 | 288.2 | 136.7 | 0
2:00 | -47.5 | 57.1 | 0 | 0 | 275.8 | 294.1 | 288.2 | 135.1 | 0
3:00 | -39.2 | 72.7 | 0 | 0 | 275.7 | 294.1 | 288.1 | 131 | 0
4:00 | -30.2 | 85.8 | 0 | 0 | 275.6 | 294.1 | 288.1 | 133.7 | 0
5:00 | -21.1 | 97.6 | 0 | 0 | 275.6 | 294.1 | 288.1 | 133.6 | 0
6:00 | -12.3 | 108.9 | 0 | 0 | 275.5 | 294.1 | 288.1 | 131.3 | 0
7:00 | -4 | 120.3 | 0 | 0 | 275.5 | 294.1 | 288.1 | 130.1 | 0
8:00 | 3.3 | 132.2 | 0 | 5.1 | 275.7 | 294.9 | 288.6 | 0 | 0
9:00 | 9.3 | 144.9 | 0 | 20.2 | 276.1 | 295.8 | 289.5 | 0.3 | 0
10:00 | 13.6 | 158.4 | 0 | 34.6 | 276.5 | 295.9 | 290 | 1.1 | 0
11:00 | 15.9 | 172.7 | 0 | 40.5 | 276.7 | 296 | 290.2 | 1.5 | 0
noon | 15.9 | -172.7 | 0 | 42.7 | 277.2 | 295.8 | 290.5 | 1.7 | 0
13:00 | 13.6 | -158.4 | 0 | 38.1 | 277.6 | 295.9 | 290.4 | 0.9 | 0
14:00 | 9.3 | -144.9 | 0 | 26.7 | 277.5 | 295.7 | 290.3 | 1.3 | 0
15:00 | 3.3 | -132.2 | 0 | 13.2 | 277.3 | 296.1 | 290 | 0.2 | 0
16:00 | -4 | -120.3 | 0 | 0.6 | 277 | 296 | 289.8 | 0.2 | 0
17:00 | -12.3 | -108.9 | 0 | 0 | 276.8 | 295.8 | 289.6 | 0.3 | 0
18:00 | -21.1 | -97.6 | 0 | 0 | 276.5 | 295.5 | 289.5 | 0.2 | 0
19:00 | -30.2 | -85.8 | 0 | 0 | 276.3 | 295.8 | 289.4 | 0 | 0
20:00 | -39.2 | -72.7 | 0 | 0 | 276.1 | 295.8 | 289.4 | 0.1 | 0
21:00 | -47.5 | -57.1 | 0 | 0 | 276.1 | 295.6 | 289.2 | 0.1 | 0
22:00 | -54.2 | -37.6 | 0 | 0 | 276 | 295.6 | 289.3 | 0.1 | 0
23:00 | -58.1 | -13.3 | 0 | 0 | 275.9 | 295.5 | 289.3 | 0.3 | 0
February
| solar | solar | direct | diffuse | outdoor | indoor | window | heating | blinds
| altitude | azimuth | radiation | radiation | temp. | temp. | temp. | load | closed
| (degrees) | (degrees) | (W-h/m2) | (W-h/m2) | (K) | (K) | (K) | (W-h/m2) | (% time)
midnight | -50.4 | 11.4 | 0 | 0 | 275.4 | 294.1 | 288 | 118 | 0
1:00 | -46.9 | 33 | 0 | 0 | 275.3 | 294.1 | 288 | 112.3 | 0
2:00 | -40.8 | 51.4 | 0 | 0 | 275.2 | 294.1 | 288 | 116.5 | 0
3:00 | -32.9 | 66.9 | 0 | 0 | 275.2 | 294.1 | 288 | 123 | 0
4:00 | -24.2 | 80.2 | 0 | 0 | 275.2 | 294.1 | 288 | 125 | 0
5:00 | -15.1 | 92.3 | 0 | 0 | 275.1 | 294.1 | 287.9 | 129.6 | 0
6:00 | -6.1 | 104 | 0 | 0 | 275.1 | 294.1 | 287.9 | 129.4 | 0
7:00 | 2.4 | 115.9 | 0 | 2.3 | 275.1 | 294.1 | 288 | 133 | 0
8:00 | 10.1 | 128.3 | 0 | 20.6 | 275.5 | 295.6 | 289.2 | 0 | 0
9:00 | 16.5 | 141.8 | 0 | 40.4 | 276.1 | 296.1 | 289.8 | 1.5 | 0
10:00 | 21.2 | 156.4 | 0 | 55.1 | 276.7 | 295.6 | 290.2 | 2.4 | 0
11:00 | 23.7 | 172 | 0 | 60.6 | 277.3 | 295.8 | 290.5 | 2.3 | 0
noon | 23.7 | -172 | 0 | 65.1 | 277.9 | 296 | 291 | 2.2 | 0
13:00 | 21.2 | -156.4 | 0 | 57 | 278.4 | 296.1 | 290.9 | 1.9 | 0
14:00 | 16.5 | -141.8 | 0 | 53.5 | 278.5 | 296.2 | 290.9 | 1.8 | 0
15:00 | 10.1 | -128.3 | 0 | 36 | 278.3 | 295.7 | 290.4 | 1.6 | 0
16:00 | 2.4 | -115.9 | 0 | 14.5 | 277.7 | 295.9 | 290.3 | 0.7 | 0
17:00 | -6.1 | -104 | 0 | 0.3 | 277.1 | 295.8 | 289.7 | 0.2 | 0
18:00 | -15.1 | -92.3 | 0 | 0 | 276.7 | 295.9 | 289.6 | 0.1 | 0
19:00 | -24.2 | -80.2 | 0 | 0 | 276.3 | 296.1 | 289.6 | 0 | 0
20:00 | -32.9 | -66.9 | 0 | 0 | 276 | 295.8 | 289.4 | 0.2 | 0
21:00 | -40.8 | -51.4 | 0 | 0 | 275.7 | 295.8 | 289.3 | 0 | 0
22:00 | -46.9 | -33 | 0 | 0 | 275.5 | 295.8 | 289.2 | 0 | 0
23:00 | -50.4 | -11.4 | 0 | 0 | 275.4 | 295.5 | 289 | 0.2 | 0
March
| solar | solar | direct | diffuse | outdoor | indoor | window | heating | blinds
| altitude | azimuth | radiation | radiation | temp. | temp. | temp. | load | closed
| (degrees) | (degrees) | (W-h/m2) | (W-h/m2) | (K) | (K) | (K) | (W-h/m2) | (% time)
midnight | -39 | 9.6 | 0 | 0 | 276.9 | 294.1 | 288.5 | 129.8 | 0
1:00 | -36 | 28.2 | 0 | 0 | 276.8 | 294.1 | 288.5 | 133.3 | 0
2:00 | -30.6 | 45 | 0 | 0 | 276.7 | 294.1 | 288.4 | 137.5 | 0
3:00 | -23.4 | 59.7 | 0 | 0 | 276.5 | 294.1 | 288.4 | 130 | 0
4:00 | -15 | 72.9 | 0 | 0 | 276.3 | 294.1 | 288.3 | 131.3 | 0
5:00 | -6.1 | 85.2 | 0 | 0 | 276.4 | 294.1 | 288.3 | 126.1 | 0
6:00 | 2.9 | 97.1 | 0 | 4.1 | 276.6 | 294.1 | 288.4 | 118.5 | 0
7:00 | 11.8 | 109.3 | 0 | 24.9 | 276.9 | 294.1 | 288.8 | 114.5 | 0
8:00 | 20 | 122.4 | 0 | 48.1 | 277.4 | 296.1 | 290.2 | 0.9 | 0
9:00 | 27 | 136.9 | 0 | 66.7 | 278 | 296 | 290.8 | 1.7 | 0
10:00 | 32.2 | 153.1 | 0 | 85.8 | 278.8 | 295.6 | 291.5 | 1.9 | 0
11:00 | 35.1 | 170.8 | 0 | 100 | 279.8 | 295.8 | 291.6 | 2.1 | 0
noon | 35.1 | -170.8 | 0 | 101.7 | 280.5 | 296.2 | 292 | 2.1 | 0
13:00 | 32.2 | -153.1 | 0 | 93 | 281.2 | 295.8 | 292.1 | 1.7 | 0
14:00 | 27 | -136.9 | 0 | 79.8 | 281.5 | 295.7 | 292.2 | 1.5 | 0
15:00 | 20 | -122.4 | 0 | 58.9 | 281.4 | 296.1 | 291.7 | 1.2 | 0
16:00 | 11.8 | -109.3 | 0 | 34.5 | 280.9 | 296 | 291.4 | 1.3 | 0
17:00 | 2.9 | -97.1 | 0 | 15.4 | 280.1 | 296.1 | 290.8 | 0.7 | 0
18:00 | -6.1 | -85.2 | 0 | 0 | 279.4 | 295.9 | 290.5 | 0.4 | 0
19:00 | -15 | -72.9 | 0 | 0 | 278.7 | 295.8 | 290 | 0.3 | 0
20:00 | -23.4 | -59.7 | 0 | 0 | 278.2 | 295.5 | 290.1 | 0.5 | 0
21:00 | -30.6 | -45 | 0 | 0 | 277.8 | 295.7 | 289.8 | 0.4 | 0
22:00 | -36 | -28.2 | 0 | 0 | 277.3 | 295.4 | 289.5 | 0.5 | 0
23:00 | -39 | -9.6 | 0 | 0 | 277.1 | 295.5 | 289.7 | 0.2 | 0
April
| solar | solar | direct | diffuse | outdoor | indoor | window | heating | blinds
| altitude | azimuth | radiation | radiation | temp. | temp. | temp. | load | closed
| (degrees) | (degrees) | (W-h/m2) | (W-h/m2) | (K) | (K) | (K) | (W-h/m2) | (% time)
midnight | -27.1 | 8.3 | 0 | 0 | 278.5 | 294.1 | 289 | 106.3 | 0
1:00 | -24.5 | 24.4 | 0 | 0 | 278.2 | 294.1 | 288.9 | 104.7 | 0
2:00 | -19.7 | 39.5 | 0 | 0 | 278 | 294.1 | 288.9 | 106.4 | 0
3:00 | -13.1 | 53.3 | 0 | 0 | 277.7 | 294.1 | 288.8 | 108.4 | 0
4:00 | -5.2 | 66 | 0 | 0 | 277.4 | 294.1 | 288.7 | 107.4 | 0
5:00 | 3.4 | 78 | 3 | 8 | 277.6 | 294.1 | 288.8 | 106 | 0
6:00 | 12.4 | 89.8 | 0.4 | 33.9 | 278.1 | 294.1 | 289.2 | 108.3 | 0
7:00 | 21.5 | 102 | 0 | 60.7 | 278.8 | 294.1 | 289.8 | 103.9 | 0
8:00 | 30.1 | 115.3 | 0 | 79.7 | 279.5 | 295.8 | 291.7 | 1.7 | 0
9:00 | 37.7 | 130.6 | 0 | 102.3 | 280.6 | 296.2 | 291.9 | 2.5 | 0
10:00 | 43.7 | 148.5 | 0 | 121.4 | 281.5 | 295.7 | 292.8 | 2.6 | 0
11:00 | 47 | 169.1 | 0 | 133.9 | 282.5 | 296.3 | 293.2 | 2 | 0
noon | 47 | -169.1 | 0 | 135.6 | 283.5 | 296.1 | 293.3 | 1.7 | 0
13:00 | 43.7 | -148.5 | 0 | 127.4 | 284.2 | 296 | 293.6 | 1.4 | 0
14:00 | 37.7 | -130.6 | 0 | 116.3 | 284.7 | 295.8 | 293.6 | 1.2 | 0
15:00 | 30.1 | -115.3 | 0 | 86.8 | 285 | 296 | 293.3 | 0.9 | 0
16:00 | 21.5 | -102 | 0 | 66.8 | 284.7 | 295.8 | 293.1 | 0.8 | 0
17:00 | 12.4 | -89.8 | 0.5 | 41.3 | 283.9 | 296.1 | 292.4 | 0.8 | 0
18:00 | 3.4 | -78 | 12.3 | 16.4 | 283 | 296.1 | 291.9 | 0.9 | 0
19:00 | -5.2 | -66 | 0 | 0 | 282 | 296 | 291.2 | 0.4 | 0
20:00 | -13.1 | -53.3 | 0 | 0 | 281 | 296.1 | 291.2 | 0.3 | 0
21:00 | -19.7 | -39.5 | 0 | 0 | 280 | 296 | 290.7 | 0.4 | 0
22:00 | -24.5 | -24.4 | 0 | 0 | 279.3 | 296.2 | 290.6 | 0.2 | 0
23:00 | -27.1 | -8.3 | 0 | 0 | 278.6 | 296.2 | 290.6 | 0.3 | 0
May
| solar | solar | direct | diffuse | outdoor | indoor | window | heating | blinds
| altitude | azimuth | radiation | radiation | temp. | temp. | temp. | load | closed
| (degrees) | (degrees) | (W-h/m2) | (W-h/m2) | (K) | (K) | (K) | (W-h/m2) | (% time)
midnight | -17.9 | 7.4 | 0 | 0 | 281 | 294.1 | 289.8 | 76.6 | 0
1:00 | -15.5 | 22 | 0 | 0 | 280.8 | 294.1 | 289.7 | 77.3 | 0
2:00 | -11.1 | 35.8 | 0 | 0 | 280.5 | 294.1 | 289.7 | 77.7 | 0
3:00 | -5 | 48.7 | 0 | 0 | 280.2 | 294.1 | 289.5 | 76.4 | 0
4:00 | 2.4 | 60.8 | 12.8 | 10.9 | 280.2 | 294.1 | 289.8 | 77.8 | 0
5:00 | 10.7 | 72.3 | 41.5 | 40.6 | 280.5 | 294.1 | 290.5 | 75.5 | 0
6:00 | 19.6 | 83.7 | 18 | 62.9 | 280.9 | 294.1 | 290.6 | 75.6 | 0
7:00 | 28.7 | 95.6 | 0 | 84.8 | 281.8 | 294.1 | 291 | 66.5 | 0
8:00 | 37.6 | 108.8 | 0 | 101.3 | 282.7 | 295.9 | 292.4 | 0.9 | 0
9:00 | 45.8 | 124.4 | 0 | 131.7 | 283.7 | 296 | 293.6 | 1.2 | 0
10:00 | 52.4 | 143.6 | 0 | 145.9 | 284.8 | 296 | 293.9 | 1.1 | 0
11:00 | 56.2 | 167.2 | 0 | 152.2 | 285.8 | 296 | 294.5 | 0.7 | 0
noon | 56.2 | -167.2 | 0 | 145.7 | 286.8 | 296.2 | 294.4 | 0.6 | 0
13:00 | 52.4 | -143.6 | 0 | 137.1 | 287.6 | 296.3 | 295.1 | 0.4 | 0
14:00 | 45.8 | -124.4 | 0 | 134.2 | 288 | 296.5 | 295.1 | 0.4 | 0
15:00 | 37.6 | -108.8 | 0 | 116.3 | 288 | 296.6 | 294.9 | 0.3 | 0
16:00 | 28.7 | -95.6 | 0 | 97.6 | 287.9 | 296.1 | 294.7 | 0.3 | 0
17:00 | 19.6 | -83.7 | 19 | 74.3 | 287.3 | 296.4 | 294 | 0.3 | 0
18:00 | 10.7 | -72.3 | 47.9 | 48.7 | 286.3 | 296 | 294.1 | 0.3 | 0
19:00 | 2.4 | -60.8 | 25.2 | 18.1 | 285.1 | 296 | 293.1 | 0.2 | 0
20:00 | -5 | -48.7 | 0 | 0 | 284 | 296 | 292.1 | 0.2 | 0
21:00 | -11.1 | -35.8 | 0 | 0 | 283.1 | 296.3 | 291.6 | 0.2 | 0
22:00 | -15.5 | -22 | 0 | 0 | 282.3 | 296.3 | 291.7 | 0.3 | 0
23:00 | -17.9 | -7.4 | 0 | 0 | 281.5 | 296 | 291.2 | 0.3 | 0
June
| solar | solar | direct | diffuse | outdoor | indoor | window | heating | blinds
| altitude | azimuth | radiation | radiation | temp. | temp. | temp. | load | closed
| (degrees) | (degrees) | (W-h/m2) | (W-h/m2) | (K) | (K) | (K) | (W-h/m2) | (% time)
midnight | -13.8 | 7 | 0 | 0 | 284.5 | 294.1 | 290.9 | 43.3 | 0
1:00 | -11.6 | 21 | 0 | 0 | 284.2 | 294.1 | 290.9 | 42.5 | 0
2:00 | -7.3 | 34.3 | 0 | 0 | 283.9 | 294.1 | 290.7 | 39.3 | 0
3:00 | -1.4 | 46.7 | 0 | 0 | 283.6 | 294.1 | 290.6 | 38.2 | 0
4:00 | 5.8 | 58.4 | 47 | 27.4 | 283.7 | 294.2 | 291.6 | 38.3 | 0
5:00 | 14 | 69.7 | 54.6 | 52.4 | 284.2 | 294.3 | 292.1 | 37.6 | 0
6:00 | 22.8 | 80.8 | 26.7 | 76.8 | 284.6 | 294.4 | 292.1 | 38.5 | 0
7:00 | 31.9 | 92.5 | 0 | 90.6 | 285.2 | 294.4 | 292.3 | 37.2 | 0
8:00 | 40.9 | 105.5 | 0 | 104.6 | 286.2 | 296.1 | 294.1 | 0.3 | 0
9:00 | 49.2 | 121 | 0 | 130.5 | 287.2 | 296.6 | 294.8 | 0.2 | 0
10:00 | 56.1 | 140.8 | 0 | 140.9 | 288.1 | 296.7 | 295.3 | 0.2 | 0
11:00 | 60.2 | 166 | 0 | 149.1 | 289.1 | 297.4 | 296 | 0.2 | 0
noon | 60.2 | -166 | 0 | 150.4 | 290 | 297.8 | 296.8 | 0.1 | 0
13:00 | 56.1 | -140.8 | 0 | 149.6 | 290.6 | 298.1 | 297.2 | 0 | 0
14:00 | 49.2 | -121 | 0 | 133.5 | 291 | 297.5 | 297.1 | 0 | 0
15:00 | 40.9 | -105.5 | 0 | 111.8 | 291.1 | 297.7 | 296.6 | 0 | 0
16:00 | 31.9 | -92.5 | 0 | 113.1 | 290.9 | 297.2 | 296.4 | 0 | 0
17:00 | 22.8 | -80.8 | 25.1 | 93.4 | 290.2 | 297.1 | 295.9 | 0.2 | 0
18:00 | 14 | -69.7 | 50.8 | 67.2 | 289.3 | 297 | 295.4 | 0.2 | 0
19:00 | 5.8 | -58.4 | 47.8 | 41 | 288.3 | 296.8 | 294.8 | 0.2 | 0
20:00 | -1.4 | -46.7 | 0 | 0 | 287.4 | 296.3 | 293.4 | 0.1 | 0
21:00 | -7.3 | -34.3 | 0 | 0 | 286.4 | 296 | 292.9 | 0.1 | 0
22:00 | -11.6 | -21 | 0 | 0 | 285.7 | 295.9 | 292.6 | 0.2 | 0
23:00 | -13.8 | -7 | 0 | 0 | 284.8 | 296.1 | 292.4 | 0.1 | 0
July
| solar | solar | direct | diffuse | outdoor | indoor | window | heating | blinds
| altitude | azimuth | radiation | radiation | temp. | temp. | temp. | load | closed
| (degrees) | (degrees) | (W-h/m2) | (W-h/m2) | (K) | (K) | (K) | (W-h/m2) | (% time)
midnight | -15.9 | 7.2 | 0 | 0 | 286.4 | 294.6 | 292 | 16.3 | 0
1:00 | -13.7 | 21.5 | 0 | 0 | 286.1 | 294.2 | 291.5 | 20 | 0
2:00 | -9.3 | 35.1 | 0 | 0 | 285.6 | 294.1 | 291.3 | 20.5 | 0
3:00 | -3.3 | 47.8 | 0 | 0 | 285.3 | 294.1 | 291.2 | 19 | 0
4:00 | 4 | 59.7 | 7.4 | 13.9 | 285.5 | 294.2 | 291.6 | 19.9 | 0
5:00 | 12.3 | 71 | 22.1 | 43.4 | 285.8 | 294.9 | 292.5 | 16.6 | 0
6:00 | 21.1 | 82.3 | 12.9 | 72.5 | 286.4 | 295.5 | 293.3 | 16.4 | 0
7:00 | 30.2 | 94.1 | 0 | 90.2 | 286.8 | 295.8 | 293.8 | 14.2 | 0
8:00 | 39.2 | 107.3 | 0 | 107.5 | 287.6 | 296.8 | 295 | 0.1 | 0
9:00 | 47.4 | 122.8 | 0 | 130 | 288.7 | 297.2 | 295.7 | 0 | 0
10:00 | 54.2 | 142.4 | 0 | 152.9 | 289.7 | 297.4 | 296.5 | 0 | 0
11:00 | 58.1 | 166.6 | 0 | 166.1 | 290.7 | 297.5 | 297 | 0 | 0
noon | 58.1 | -166.6 | 0 | 174.3 | 291.7 | 298 | 297.6 | 0 | 0
13:00 | 54.2 | -142.4 | 0 | 161.4 | 292.5 | 298.2 | 297.9 | 0 | 0
14:00 | 47.4 | -122.8 | 0 | 145.3 | 292.9 | 297.7 | 297.7 | 0 | 0
15:00 | 39.2 | -107.3 | 0 | 120.5 | 293 | 297.6 | 297.3 | 0 | 0
16:00 | 30.2 | -94.1 | 0 | 114.7 | 292.8 | 297.5 | 297.2 | 0 | 0
17:00 | 21.1 | -82.3 | 18.9 | 91.1 | 292.4 | 297.4 | 296.9 | 0 | 0
18:00 | 12.3 | -71 | 59.5 | 68.5 | 291.5 | 297.9 | 296.9 | 0 | 0
19:00 | 4 | -59.7 | 57.7 | 35.1 | 290.4 | 297.7 | 296.2 | 0 | 0
20:00 | -3.3 | -47.8 | 0 | 0 | 289.3 | 297.1 | 294.5 | 0 | 0
21:00 | -9.3 | -35.1 | 0 | 0 | 288.4 | 297.1 | 294.1 | 0 | 0
22:00 | -13.7 | -21.5 | 0 | 0 | 287.5 | 297 | 293.7 | 0 | 0
23:00 | -15.9 | -7.2 | 0 | 0 | 286.8 | 296.8 | 293.6 | 0 | 0
August
| solar | solar | direct | diffuse | outdoor | indoor | window | heating | blinds
| altitude | azimuth | radiation | radiation | temp. | temp. | temp. | load | closed
| (degrees) | (degrees) | (W-h/m2) | (W-h/m2) | (K) | (K) | (K) | (W-h/m2) | (% time)
midnight | -23.7 | 7.9 | 0 | 0 | 286.4 | 294.4 | 291.9 | 14.3 | 0
1:00 | -21.3 | 23.5 | 0 | 0 | 286 | 294.2 | 291.5 | 15.9 | 0
2:00 | -16.6 | 38.1 | 0 | 0 | 285.9 | 294.1 | 291.4 | 17.6 | 0
3:00 | -10.1 | 51.6 | 0 | 0 | 285.4 | 294.1 | 291.2 | 18.8 | 0
4:00 | -2.4 | 64.1 | 0 | 0 | 285.1 | 294.1 | 291.1 | 21.1 | 0
5:00 | 6 | 75.9 | 12.7 | 19 | 285.3 | 294.4 | 291.7 | 19.4 | 0
6:00 | 15.1 | 87.6 | 5.8 | 45.6 | 285.9 | 295 | 292.4 | 17.8 | 0
7:00 | 24.2 | 99.7 | 0 | 76 | 286.5 | 295.5 | 293.3 | 17.6 | 0
8:00 | 32.9 | 113.1 | 0 | 96.4 | 287.3 | 296.8 | 294.6 | 0 | 0
9:00 | 40.7 | 128.5 | 0 | 119 | 288.2 | 297.3 | 295.5 | 0 | 0
10:00 | 46.9 | 146.9 | 0 | 144.3 | 289.3 | 296.9 | 296 | 0 | 0
11:00 | 50.3 | 168.5 | 0 | 156.9 | 290.4 | 297.2 | 296.6 | 0 | 0
noon | 50.3 | -168.5 | 0 | 169.1 | 291.3 | 297.8 | 297.2 | 0 | 0
13:00 | 46.9 | -146.9 | 0 | 150.2 | 292 | 298.1 | 297.5 | 0 | 0
14:00 | 40.7 | -128.5 | 0 | 130.8 | 292.5 | 297.8 | 297.5 | 0 | 0
15:00 | 32.9 | -113.1 | 0 | 103.7 | 292.6 | 297.9 | 297.2 | 0 | 0
16:00 | 24.2 | -99.7 | 0 | 76.7 | 292.2 | 297.8 | 296.7 | 0 | 0
17:00 | 15.1 | -87.6 | 6.3 | 56.4 | 291.7 | 297.5 | 296.1 | 0 | 0
18:00 | 6 | -75.9 | 24.9 | 35.1 | 290.9 | 297.3 | 295.8 | 0 | 0
19:00 | -2.4 | -64.1 | 0 | 6 | 289.9 | 297.2 | 294.8 | 0 | 0
20:00 | -10.1 | -51.6 | 0 | 0 | 289 | 296.9 | 294.4 | 0 | 0
21:00 | -16.6 | -38.1 | 0 | 0 | 288.1 | 296.9 | 293.9 | 0 | 0
22:00 | -21.3 | -23.5 | 0 | 0 | 287.3 | 296.7 | 293.7 | 0 | 0
23:00 | -23.7 | -7.9 | 0 | 0 | 286.6 | 296.7 | 293.3 | 0 | 0
September
| solar | solar | direct | diffuse | outdoor | indoor | window | heating | blinds
| altitude | azimuth | radiation | radiation | temp. | temp. | temp. | load | closed
| (degrees) | (degrees) | (W-h/m2) | (W-h/m2) | (K) | (K) | (K) | (W-h/m2) | (% time)
midnight | -35.1 | 9.1 | 0 | 0 | 284.9 | 294.5 | 291.4 | 43.1 | 0
1:00 | -32.3 | 26.9 | 0 | 0 | 284.8 | 294.3 | 291.2 | 43.4 | 0
2:00 | -27.1 | 43.1 | 0 | 0 | 284.5 | 294.2 | 291 | 43 | 0
3:00 | -20 | 57.5 | 0 | 0 | 284.3 | 294.1 | 290.9 | 42.5 | 0
4:00 | -11.8 | 70.6 | 0 | 0 | 284.1 | 294.1 | 290.8 | 43.2 | 0
5:00 | -3 | 82.8 | 0 | 0.3 | 284 | 294.1 | 290.8 | 45.3 | 0
6:00 | 6 | 94.7 | 0 | 19.9 | 284.3 | 294.2 | 291.1 | 42.6 | 0
7:00 | 15 | 107 | 0 | 44.4 | 284.7 | 294.7 | 291.8 | 37.3 | 0
8:00 | 23.3 | 120.2 | 0 | 67.9 | 285.4 | 297 | 293.7 | 0.3 | 0
9:00 | 30.6 | 135 | 0 | 89.9 | 286.1 | 296.8 | 294.3 | 0.6 | 0
10:00 | 36 | 151.7 | 0 | 104.9 | 286.8 | 296.9 | 294.7 | 0.3 | 0
11:00 | 39 | 170.3 | 0 | 105.9 | 287.6 | 297 | 294.9 | 0.3 | 0
noon | 39 | -170.3 | 0 | 104.9 | 288.3 | 297 | 295.3 | 0.3 | 0
13:00 | 36 | -151.7 | 0 | 101.4 | 288.9 | 297.2 | 295.5 | 0.2 | 0
14:00 | 30.6 | -135 | 0 | 92.6 | 289.4 | 297 | 295.7 | 0.2 | 0
15:00 | 23.3 | -120.2 | 0 | 73.2 | 289.5 | 296.9 | 295.5 | 0.1 | 0
16:00 | 15 | -107 | 0 | 44.6 | 289.3 | 296.9 | 294.9 | 0.1 | 0
17:00 | 6 | -94.7 | 0 | 23.9 | 288.6 | 296.8 | 294.5 | 0.1 | 0
18:00 | -3 | -82.8 | 0 | 2.4 | 287.8 | 296.7 | 293.9 | 0.1 | 0
19:00 | -11.8 | -70.6 | 0 | 0 | 287.1 | 296.6 | 293.7 | 0.2 | 0
20:00 | -20 | -57.5 | 0 | 0 | 286.5 | 296.8 | 293.3 | 0.1 | 0
21:00 | -27.1 | -43.1 | 0 | 0 | 285.9 | 296.4 | 293.2 | 0.3 | 0
22:00 | -32.3 | -26.9 | 0 | 0 | 285.3 | 296.6 | 292.9 | 0 | 0
23:00 | -35.1 | -9.1 | 0 | 0 | 285 | 296.5 | 292.9 | 0.3 | 0
October
| solar | solar | direct | diffuse | outdoor | indoor | window | heating | blinds
| altitude | azimuth | radiation | radiation | temp. | temp. | temp. | load | closed
| (degrees) | (degrees) | (W-h/m2) | (W-h/m2) | (K) | (K) | (K) | (W-h/m2) | (% time)
midnight | -47 | 10.8 | 0 | 0 | 282.1 | 294.1 | 290.2 | 58.9 | 0
1:00 | -43.7 | 31.4 | 0 | 0 | 282.1 | 294.1 | 290.2 | 58 | 0
2:00 | -37.8 | 49.3 | 0 | 0 | 282 | 294.1 | 290.1 | 59.5 | 0
3:00 | -30.1 | 64.6 | 0 | 0 | 281.8 | 294.1 | 290.1 | 60.4 | 0
4:00 | -21.5 | 78 | 0 | 0 | 281.8 | 294.1 | 290.1 | 61.9 | 0
5:00 | -12.4 | 90.2 | 0 | 0 | 281.7 | 294.1 | 290 | 66.6 | 0
6:00 | -3.4 | 102 | 0 | 0.8 | 281.8 | 294.1 | 290.1 | 67.3 | 0
7:00 | 5.2 | 114 | 0 | 16.8 | 282.2 | 294.1 | 290.4 | 65.4 | 0
8:00 | 13 | 126.6 | 0 | 37.6 | 282.6 | 296.2 | 292.3 | 0.3 | 0
9:00 | 19.7 | 140.4 | 0 | 61.3 | 283.3 | 296.3 | 292.4 | 0.9 | 0
10:00 | 24.5 | 155.5 | 0 | 70.4 | 283.9 | 296.1 | 292.8 | 1 | 0
11:00 | 27.1 | 171.7 | 0 | 81.3 | 284.6 | 296.3 | 293.1 | 0.7 | 0
noon | 27.1 | -171.7 | 0 | 79 | 285.1 | 296.2 | 293.4 | 0.8 | 0
13:00 | 24.5 | -155.5 | 0 | 65.6 | 285.4 | 296.1 | 293.2 | 0.8 | 0
14:00 | 19.7 | -140.4 | 0 | 49.7 | 285.5 | 296 | 293.3 | 0.8 | 0
15:00 | 13 | -126.6 | 0 | 33.4 | 285.3 | 296.1 | 293 | 0.3 | 0
16:00 | 5.2 | -114 | 0 | 14.6 | 284.7 | 296 | 292.4 | 0.2 | 0
17:00 | -3.4 | -102 | 0 | 0.4 | 284.1 | 296.2 | 292.2 | 0.2 | 0
18:00 | -12.4 | -90.2 | 0 | 0 | 283.5 | 296.1 | 291.8 | 0.3 | 0
19:00 | -21.5 | -78 | 0 | 0 | 283.1 | 296 | 291.9 | 0.3 | 0
20:00 | -30.1 | -64.6 | 0 | 0 | 282.8 | 296.4 | 292 | 0.1 | 0
21:00 | -37.8 | -49.3 | 0 | 0 | 282.5 | 296.2 | 291.6 | 0.4 | 0
22:00 | -43.7 | -31.4 | 0 | 0 | 282.4 | 296.2 | 291.6 | 0.3 | 0
23:00 | -47 | -10.8 | 0 | 0 | 282.2 | 296.1 | 291.8 | 0.2 | 0
November
| solar | solar | direct | diffuse | outdoor | indoor | window | heating | blinds
| altitude | azimuth | radiation | radiation | temp. | temp. | temp. | load | closed
| (degrees) | (degrees) | (W-h/m2) | (W-h/m2) | (K) | (K) | (K) | (W-h/m2) | (% time)
midnight | -56.2 | 12.8 | 0 | 0 | 278.9 | 294.1 | 289.1 | 105 | 0
1:00 | -52.4 | 36.3 | 0 | 0 | 278.8 | 294.1 | 289.1 | 105.5 | 0
2:00 | -45.8 | 55.6 | 0 | 0 | 278.6 | 294.1 | 289.1 | 111.6 | 0
3:00 | -37.7 | 71.1 | 0 | 0 | 278.5 | 294.1 | 289 | 108 | 0
4:00 | -28.8 | 84.3 | 0 | 0 | 278.4 | 294.1 | 289 | 104 | 0
5:00 | -19.7 | 96.2 | 0 | 0 | 278.4 | 294.1 | 289 | 107.5 | 0
6:00 | -10.7 | 107.7 | 0 | 0 | 278.3 | 294.1 | 289 | 107.8 | 0
7:00 | -2.4 | 119.2 | 0 | 1 | 278.2 | 294.1 | 288.9 | 108.4 | 0
8:00 | 5 | 131.2 | 0 | 16 | 278.4 | 295.7 | 290.3 | 0.1 | 0
9:00 | 11.1 | 144.1 | 0 | 30.1 | 278.8 | 296.1 | 290.8 | 0.6 | 0
10:00 | 15.5 | 157.9 | 0 | 45.9 | 279.2 | 295.9 | 291.1 | 1.6 | 0
11:00 | 17.8 | 172.5 | 0 | 57.8 | 279.7 | 295.7 | 291.3 | 1.7 | 0
noon | 17.8 | -172.5 | 0 | 55.3 | 280.1 | 295.5 | 291.4 | 1.2 | 0
13:00 | 15.5 | -157.9 | 0 | 47.3 | 280.3 | 295.7 | 291.3 | 1.2 | 0
14:00 | 11.1 | -144.1 | 0 | 30.2 | 280.4 | 295.8 | 291.4 | 1 | 0
15:00 | 5 | -131.2 | 0 | 12.9 | 280.2 | 296 | 291 | 0.5 | 0
16:00 | -2.4 | -119.2 | 0 | 0 | 280 | 296.1 | 291 | 0 | 0
17:00 | -10.7 | -107.7 | 0 | 0 | 279.7 | 295.8 | 290.6 | 0.3 | 0
18:00 | -19.7 | -96.2 | 0 | 0 | 279.6 | 295.9 | 290.7 | 0.1 | 0
19:00 | -28.8 | -84.3 | 0 | 0 | 279.4 | 296.1 | 290.6 | 0.2 | 0
20:00 | -37.7 | -71.1 | 0 | 0 | 279.4 | 295.8 | 290.4 | 0.2 | 0
21:00 | -45.8 | -55.6 | 0 | 0 | 279.2 | 295.9 | 290.5 | 0.1 | 0
22:00 | -52.4 | -36.3 | 0 | 0 | 279 | 295.8 | 290.1 | 0.2 | 0
23:00 | -56.2 | -12.8 | 0 | 0 | 278.8 | 295.6 | 290.1 | 0.3 | 0
December
| solar | solar | direct | diffuse | outdoor | indoor | window | heating | blinds
| altitude | azimuth | radiation | radiation | temp. | temp. | temp. | load | closed
| (degrees) | (degrees) | (W-h/m2) | (W-h/m2) | (K) | (K) | (K) | (W-h/m2) | (% time)
midnight | -60.2 | 13.9 | 0 | 0 | 276.9 | 294.1 | 288.5 | 110.2 | 0
1:00 | -56.1 | 39.1 | 0 | 0 | 276.8 | 294.1 | 288.5 | 113.7 | 0
2:00 | -49.2 | 58.9 | 0 | 0 | 276.8 | 294.1 | 288.5 | 114.1 | 0
3:00 | -40.9 | 74.4 | 0 | 0 | 276.8 | 294.1 | 288.5 | 114.1 | 0
4:00 | -31.9 | 87.4 | 0 | 0 | 276.9 | 294.1 | 288.5 | 111.4 | 0
5:00 | -22.8 | 99.1 | 0 | 0 | 277 | 294.1 | 288.5 | 114.4 | 0
6:00 | -14 | 110.2 | 0 | 0 | 276.9 | 294.1 | 288.5 | 111.6 | 0
7:00 | -5.8 | 121.5 | 0 | 0 | 276.9 | 294.1 | 288.5 | 108.8 | 0
8:00 | 1.4 | 133.2 | 0 | 1.8 | 277.1 | 295.1 | 289.1 | 0 | 0
9:00 | 7.3 | 145.7 | 0 | 14.9 | 277.3 | 295.7 | 290 | 0.3 | 0
10:00 | 11.6 | 158.9 | 0 | 28.6 | 277.7 | 296 | 290.5 | 0.7 | 0
11:00 | 13.8 | 172.9 | 0 | 36.8 | 277.9 | 296 | 290.5 | 1.7 | 0
noon | 13.8 | -172.9 | 0 | 37.9 | 278.2 | 295.8 | 290.6 | 1.1 | 0
13:00 | 11.6 | -158.9 | 0 | 29 | 278.4 | 296 | 290.6 | 1.1 | 0
14:00 | 7.3 | -145.7 | 0 | 18.1 | 278.3 | 296 | 290.3 | 0.7 | 0
15:00 | 1.4 | -133.2 | 0 | 4.7 | 278.2 | 296.1 | 290.3 | 0.2 | 0
16:00 | -5.8 | -121.5 | 0 | 0 | 277.8 | 296 | 290.1 | 0.2 | 0
17:00 | -14 | -110.2 | 0 | 0 | 277.7 | 295.8 | 290 | 0.3 | 0
18:00 | -22.8 | -99.1 | 0 | 0 | 277.5 | 296.1 | 290 | 0 | 0
19:00 | -31.9 | -87.4 | 0 | 0 | 277.5 | 295.9 | 290 | 0.3 | 0
20:00 | -40.9 | -74.4 | 0 | 0 | 277.3 | 295.8 | 289.8 | 0.2 | 0
21:00 | -49.2 | -58.9 | 0 | 0 | 277.1 | 296 | 289.8 | 0.1 | 0
22:00 | -56.1 | -39.1 | 0 | 0 | 277.1 | 295.8 | 289.8 | 0.3 | 0
23:00 | -60.2 | -13.9 | 0 | 0 | 277 | 295.6 | 289.5 | 0.1 | 0

## Sheet94
Scenario Three (red)
Tue Dec 03 2019 23:43:20 GMT+0000 (Greenwich Mean Time)
Setup Information:
Building
Location | UK - London
Building length, side A | N/A
Building length, side B | N/A
Simulation Type
Simulation Type | one_sided
Window Description
Typology | dgu_nb
Glazing Type | clear
Window Area | 94%
Wall Description
Insulation R-Value | 99999999.9 m2-K/W
Occupancy
Type | Low-rise Residential
Occupancy Load | 0.000 people per m2
Lighting Requirements | 400 lux
Equipment Load | 0.00 W/m2
Room Ventilation
Air Change Rate per Occupant | 15.0 liters / sec per person
Total Air Change Rate | 0.0 roomfuls per hour
Lighting Control
Lighting Control | lights do not respond to daylight: all lights fully on while building is occupied
Representative Room
Orientation | north
Room Depth | 27 m
Room Width | 5 m
Room Height | 2.2 m
Thermal Mass
Thermal Mass | none
Overhang
Overhang Depth | 0 m
Roof
Roof Type | adiabatic roof
Simulation Results:
Primary Energy Use and CO2 Emissions
| heating | cooling | lighting | total | CO2
| energy | energy | energy | energy | emissions
| (kWh/m2) | (kWh/m2) | (kWh/m2) | (kWh/m2) | (kg/m2)
January | 33.4 | 0 | 7.3 | 40.7 | 8.1
February | 28.1 | 0 | 6.6 | 34.7 | 6.9
March | 32.2 | 0 | 7.3 | 39.5 | 7.9
April | 26.1 | 0 | 7.1 | 33.2 | 6.6
May | 18.9 | 0 | 7.3 | 26.2 | 5.2
June | 9.5 | 0 | 7.1 | 16.6 | 3.3
July | 4.4 | 0 | 7.3 | 11.7 | 2.3
August | 4.4 | 0 | 7.3 | 11.7 | 2.3
September | 10.3 | 0 | 7.1 | 17.4 | 3.5
October | 15.7 | 0 | 7.3 | 23 | 4.6
November | 26 | 0 | 7.1 | 33.1 | 6.6
December | 28.1 | 0 | 7.3 | 35.4 | 7.1
Total | 237.1 | 0 | 86.1 | 323.2 | 64.6 | yearly energy
January
| solar | solar | direct | diffuse | outdoor | indoor | window | heating | blinds
| altitude | azimuth | radiation | radiation | temp. | temp. | temp. | load | closed
| (degrees) | (degrees) | (W-h/m2) | (W-h/m2) | (K) | (K) | (K) | (W-h/m2) | (% time)
midnight | -58.1 | 13.3 | 0 | 0 | 275.9 | 294.1 | 288.2 | 137.7 | 0
1:00 | -54.2 | 37.6 | 0 | 0 | 275.8 | 294.1 | 288.2 | 136.7 | 0
2:00 | -47.5 | 57.1 | 0 | 0 | 275.8 | 294.1 | 288.2 | 135.2 | 0
3:00 | -39.2 | 72.7 | 0 | 0 | 275.7 | 294.1 | 288.1 | 131.1 | 0
4:00 | -30.2 | 85.8 | 0 | 0 | 275.6 | 294.1 | 288.1 | 133.8 | 0
5:00 | -21.1 | 97.6 | 0 | 0 | 275.6 | 294.1 | 288.1 | 133.6 | 0
6:00 | -12.3 | 108.9 | 0 | 0 | 275.5 | 294.1 | 288.1 | 131.3 | 0
7:00 | -4 | 120.3 | 0 | 0 | 275.5 | 294.1 | 288.1 | 130.1 | 0
8:00 | 3.3 | 132.2 | 0 | 5.1 | 275.7 | 294.9 | 288.6 | 0 | 0
9:00 | 9.3 | 144.9 | 0 | 20.2 | 276.1 | 295.7 | 289.5 | 0.3 | 0
10:00 | 13.6 | 158.4 | 0 | 34.6 | 276.5 | 295.9 | 290 | 1 | 0
11:00 | 15.9 | 172.7 | 0 | 40.5 | 276.7 | 296.2 | 290.2 | 1.4 | 0
noon | 15.9 | -172.7 | 0 | 42.7 | 277.2 | 295.8 | 290.4 | 1.9 | 0
13:00 | 13.6 | -158.4 | 0 | 38.1 | 277.6 | 295.8 | 290.4 | 1 | 0
14:00 | 9.3 | -144.9 | 0 | 26.7 | 277.5 | 296 | 290.4 | 1.2 | 0
15:00 | 3.3 | -132.2 | 0 | 13.2 | 277.3 | 296 | 290.1 | 0.2 | 0
16:00 | -4 | -120.3 | 0 | 0.6 | 277 | 296 | 289.8 | 0.1 | 0
17:00 | -12.3 | -108.9 | 0 | 0 | 276.8 | 295.9 | 289.6 | 0 | 0
18:00 | -21.1 | -97.6 | 0 | 0 | 276.5 | 295.6 | 289.5 | 0.1 | 0
19:00 | -30.2 | -85.8 | 0 | 0 | 276.3 | 295.7 | 289.3 | 0.2 | 0
20:00 | -39.2 | -72.7 | 0 | 0 | 276.1 | 295.6 | 289.3 | 0.1 | 0
21:00 | -47.5 | -57.1 | 0 | 0 | 276.1 | 295.5 | 289.2 | 0.2 | 0
22:00 | -54.2 | -37.6 | 0 | 0 | 276 | 295.6 | 289.2 | 0.1 | 0
23:00 | -58.1 | -13.3 | 0 | 0 | 275.9 | 295.4 | 289.2 | 0.2 | 0
February
| solar | solar | direct | diffuse | outdoor | indoor | window | heating | blinds
| altitude | azimuth | radiation | radiation | temp. | temp. | temp. | load | closed
| (degrees) | (degrees) | (W-h/m2) | (W-h/m2) | (K) | (K) | (K) | (W-h/m2) | (% time)
midnight | -50.4 | 11.4 | 0 | 0 | 275.4 | 294.1 | 288 | 118.1 | 0
1:00 | -46.9 | 33 | 0 | 0 | 275.3 | 294.1 | 288 | 112.3 | 0
2:00 | -40.8 | 51.4 | 0 | 0 | 275.2 | 294.1 | 288 | 116.5 | 0
3:00 | -32.9 | 66.9 | 0 | 0 | 275.2 | 294.1 | 288 | 123 | 0
4:00 | -24.2 | 80.2 | 0 | 0 | 275.2 | 294.1 | 288 | 125 | 0
5:00 | -15.1 | 92.3 | 0 | 0 | 275.1 | 294.1 | 287.9 | 129.7 | 0
6:00 | -6.1 | 104 | 0 | 0 | 275.1 | 294.1 | 287.9 | 129.5 | 0
7:00 | 2.4 | 115.9 | 0 | 2.3 | 275.1 | 294.1 | 288 | 133.1 | 0
8:00 | 10.1 | 128.3 | 0 | 20.6 | 275.5 | 295.6 | 289.2 | 0 | 0
9:00 | 16.5 | 141.8 | 0 | 40.4 | 276.1 | 296 | 289.8 | 1.4 | 0
10:00 | 21.2 | 156.4 | 0 | 55.1 | 276.7 | 295.6 | 290.5 | 2.4 | 0
11:00 | 23.7 | 172 | 0 | 60.6 | 277.3 | 295.9 | 290.5 | 2.3 | 0
noon | 23.7 | -172 | 0 | 65.1 | 277.9 | 296 | 290.9 | 2.2 | 0
13:00 | 21.2 | -156.4 | 0 | 57 | 278.4 | 296.2 | 290.8 | 1.9 | 0
14:00 | 16.5 | -141.8 | 0 | 53.5 | 278.5 | 296.1 | 291 | 2 | 0
15:00 | 10.1 | -128.3 | 0 | 36 | 278.3 | 295.9 | 290.3 | 1.6 | 0
16:00 | 2.4 | -115.9 | 0 | 14.5 | 277.7 | 296.2 | 290.4 | 0.8 | 0
17:00 | -6.1 | -104 | 0 | 0.3 | 277.1 | 295.6 | 289.9 | 0.4 | 0
18:00 | -15.1 | -92.3 | 0 | 0 | 276.7 | 295.7 | 289.5 | 0 | 0
19:00 | -24.2 | -80.2 | 0 | 0 | 276.3 | 295.9 | 289.5 | 0 | 0
20:00 | -32.9 | -66.9 | 0 | 0 | 276 | 295.7 | 289.4 | 0.1 | 0
21:00 | -40.8 | -51.4 | 0 | 0 | 275.7 | 295.6 | 289.2 | 0.1 | 0
22:00 | -46.9 | -33 | 0 | 0 | 275.5 | 295.6 | 289.1 | 0 | 0
23:00 | -50.4 | -11.4 | 0 | 0 | 275.4 | 295.5 | 289 | 0.1 | 0
March
| solar | solar | direct | diffuse | outdoor | indoor | window | heating | blinds
| altitude | azimuth | radiation | radiation | temp. | temp. | temp. | load | closed
| (degrees) | (degrees) | (W-h/m2) | (W-h/m2) | (K) | (K) | (K) | (W-h/m2) | (% time)
midnight | -39 | 9.6 | 0 | 0 | 276.9 | 294.1 | 288.5 | 129.8 | 0
1:00 | -36 | 28.2 | 0 | 0 | 276.8 | 294.1 | 288.5 | 133.3 | 0
2:00 | -30.6 | 45 | 0 | 0 | 276.7 | 294.1 | 288.4 | 137.5 | 0
3:00 | -23.4 | 59.7 | 0 | 0 | 276.5 | 294.1 | 288.4 | 130.1 | 0
4:00 | -15 | 72.9 | 0 | 0 | 276.3 | 294.1 | 288.3 | 131.4 | 0
5:00 | -6.1 | 85.2 | 0 | 0 | 276.4 | 294.1 | 288.3 | 126.2 | 0
6:00 | 2.9 | 97.1 | 0 | 4.1 | 276.6 | 294.1 | 288.4 | 118.5 | 0
7:00 | 11.8 | 109.3 | 0 | 24.9 | 276.9 | 294.1 | 288.8 | 114.5 | 0
8:00 | 20 | 122.4 | 0 | 48.1 | 277.4 | 296.1 | 290.2 | 0.9 | 0
9:00 | 27 | 136.9 | 0 | 66.7 | 278 | 296 | 290.8 | 1.7 | 0
10:00 | 32.2 | 153.1 | 0 | 85.8 | 278.8 | 295.5 | 291.5 | 1.9 | 0
11:00 | 35.1 | 170.8 | 0 | 100 | 279.8 | 295.7 | 291.6 | 2.1 | 0
noon | 35.1 | -170.8 | 0 | 101.7 | 280.5 | 295.9 | 292 | 2.2 | 0
13:00 | 32.2 | -153.1 | 0 | 93 | 281.2 | 295.9 | 292.2 | 1.6 | 0
14:00 | 27 | -136.9 | 0 | 79.8 | 281.5 | 295.8 | 292.3 | 1.5 | 0
15:00 | 20 | -122.4 | 0 | 58.9 | 281.4 | 296 | 291.7 | 1.3 | 0
16:00 | 11.8 | -109.3 | 0 | 34.5 | 280.9 | 296.2 | 291.2 | 1.1 | 0
17:00 | 2.9 | -97.1 | 0 | 15.4 | 280.1 | 295.9 | 290.7 | 0.7 | 0
18:00 | -6.1 | -85.2 | 0 | 0 | 279.4 | 295.9 | 290.4 | 0.4 | 0
19:00 | -15 | -72.9 | 0 | 0 | 278.7 | 295.8 | 290.2 | 0.3 | 0
20:00 | -23.4 | -59.7 | 0 | 0 | 278.2 | 295.4 | 290.1 | 0.7 | 0
21:00 | -30.6 | -45 | 0 | 0 | 277.8 | 295.7 | 289.8 | 0.2 | 0
22:00 | -36 | -28.2 | 0 | 0 | 277.3 | 295.6 | 289.7 | 0.4 | 0
23:00 | -39 | -9.6 | 0 | 0 | 277.1 | 295.6 | 289.8 | 0.5 | 0
April
| solar | solar | direct | diffuse | outdoor | indoor | window | heating | blinds
| altitude | azimuth | radiation | radiation | temp. | temp. | temp. | load | closed
| (degrees) | (degrees) | (W-h/m2) | (W-h/m2) | (K) | (K) | (K) | (W-h/m2) | (% time)
midnight | -27.1 | 8.3 | 0 | 0 | 278.5 | 294.1 | 289 | 106.4 | 0
1:00 | -24.5 | 24.4 | 0 | 0 | 278.2 | 294.1 | 288.9 | 104.7 | 0
2:00 | -19.7 | 39.5 | 0 | 0 | 278 | 294.1 | 288.9 | 106.4 | 0
3:00 | -13.1 | 53.3 | 0 | 0 | 277.7 | 294.1 | 288.8 | 108.4 | 0
4:00 | -5.2 | 66 | 0 | 0 | 277.4 | 294.1 | 288.7 | 107.5 | 0
5:00 | 3.4 | 78 | 3 | 8 | 277.6 | 294.1 | 288.8 | 106 | 0
6:00 | 12.4 | 89.8 | 0.4 | 33.9 | 278.1 | 294.1 | 289.2 | 108.3 | 0
7:00 | 21.5 | 102 | 0 | 60.7 | 278.8 | 294.1 | 289.8 | 103.9 | 0
8:00 | 30.1 | 115.3 | 0 | 79.7 | 279.5 | 295.8 | 291.6 | 1.7 | 0
9:00 | 37.7 | 130.6 | 0 | 102.3 | 280.6 | 296.2 | 291.9 | 2.5 | 0
10:00 | 43.7 | 148.5 | 0 | 121.4 | 281.5 | 295.8 | 292.9 | 2.6 | 0
11:00 | 47 | 169.1 | 0 | 133.9 | 282.5 | 296.2 | 293.2 | 2 | 0
noon | 47 | -169.1 | 0 | 135.6 | 283.5 | 296 | 293.2 | 1.7 | 0
13:00 | 43.7 | -148.5 | 0 | 127.4 | 284.2 | 296.1 | 293.7 | 1.4 | 0
14:00 | 37.7 | -130.6 | 0 | 116.3 | 284.7 | 296.1 | 293.7 | 1.2 | 0
15:00 | 30.1 | -115.3 | 0 | 86.8 | 285 | 295.9 | 293.2 | 0.9 | 0
16:00 | 21.5 | -102 | 0 | 66.8 | 284.7 | 296 | 292.9 | 0.8 | 0
17:00 | 12.4 | -89.8 | 0.5 | 41.3 | 283.9 | 296 | 292.5 | 0.9 | 0
18:00 | 3.4 | -78 | 12.3 | 16.4 | 283 | 296 | 291.8 | 0.8 | 0
19:00 | -5.2 | -66 | 0 | 0 | 282 | 296 | 291.4 | 0.5 | 0
20:00 | -13.1 | -53.3 | 0 | 0 | 281 | 296 | 291.4 | 0.2 | 0
21:00 | -19.7 | -39.5 | 0 | 0 | 280 | 296 | 290.8 | 0.6 | 0
22:00 | -24.5 | -24.4 | 0 | 0 | 279.3 | 296.1 | 290.6 | 0.2 | 0
23:00 | -27.1 | -8.3 | 0 | 0 | 278.6 | 296.2 | 290.4 | 0.2 | 0
May
| solar | solar | direct | diffuse | outdoor | indoor | window | heating | blinds
| altitude | azimuth | radiation | radiation | temp. | temp. | temp. | load | closed
| (degrees) | (degrees) | (W-h/m2) | (W-h/m2) | (K) | (K) | (K) | (W-h/m2) | (% time)
midnight | -17.9 | 7.4 | 0 | 0 | 281 | 294.1 | 289.8 | 76.5 | 0
1:00 | -15.5 | 22 | 0 | 0 | 280.8 | 294.1 | 289.7 | 77.3 | 0
2:00 | -11.1 | 35.8 | 0 | 0 | 280.5 | 294.1 | 289.7 | 77.8 | 0
3:00 | -5 | 48.7 | 0 | 0 | 280.2 | 294.1 | 289.5 | 76.5 | 0
4:00 | 2.4 | 60.8 | 12.8 | 10.9 | 280.2 | 294.1 | 289.8 | 77.8 | 0
5:00 | 10.7 | 72.3 | 41.5 | 40.6 | 280.5 | 294.1 | 290.5 | 75.5 | 0
6:00 | 19.6 | 83.7 | 18 | 62.9 | 280.9 | 294.1 | 290.6 | 75.6 | 0
7:00 | 28.7 | 95.6 | 0 | 84.8 | 281.8 | 294.1 | 291 | 66.5 | 0
8:00 | 37.6 | 108.8 | 0 | 101.3 | 282.7 | 295.8 | 292.5 | 0.9 | 0
9:00 | 45.8 | 124.4 | 0 | 131.7 | 283.7 | 295.9 | 293.6 | 1.2 | 0
10:00 | 52.4 | 143.6 | 0 | 145.9 | 284.8 | 295.9 | 293.8 | 1.2 | 0
11:00 | 56.2 | 167.2 | 0 | 152.2 | 285.8 | 296 | 294.5 | 0.7 | 0
noon | 56.2 | -167.2 | 0 | 145.7 | 286.8 | 295.9 | 294.3 | 0.6 | 0
13:00 | 52.4 | -143.6 | 0 | 137.1 | 287.6 | 296.4 | 295.1 | 0.4 | 0
14:00 | 45.8 | -124.4 | 0 | 134.2 | 288 | 296.6 | 295 | 0.4 | 0
15:00 | 37.6 | -108.8 | 0 | 116.3 | 288 | 296.6 | 294.8 | 0.3 | 0
16:00 | 28.7 | -95.6 | 0 | 97.6 | 287.9 | 296.2 | 294.6 | 0.3 | 0
17:00 | 19.6 | -83.7 | 19 | 74.3 | 287.3 | 295.9 | 294.1 | 0.3 | 0
18:00 | 10.7 | -72.3 | 47.9 | 48.7 | 286.3 | 296 | 294 | 0.3 | 0
19:00 | 2.4 | -60.8 | 25.2 | 18.1 | 285.1 | 296.3 | 293 | 0.2 | 0
20:00 | -5 | -48.7 | 0 | 0 | 284 | 296 | 292.1 | 0.2 | 0
21:00 | -11.1 | -35.8 | 0 | 0 | 283.1 | 296 | 291.7 | 0.3 | 0
22:00 | -15.5 | -22 | 0 | 0 | 282.3 | 296.1 | 291.6 | 0.2 | 0
23:00 | -17.9 | -7.4 | 0 | 0 | 281.5 | 296.2 | 291.3 | 0.2 | 0
June
| solar | solar | direct | diffuse | outdoor | indoor | window | heating | blinds
| altitude | azimuth | radiation | radiation | temp. | temp. | temp. | load | closed
| (degrees) | (degrees) | (W-h/m2) | (W-h/m2) | (K) | (K) | (K) | (W-h/m2) | (% time)
midnight | -13.8 | 7 | 0 | 0 | 284.5 | 294.1 | 290.9 | 43.3 | 0
1:00 | -11.6 | 21 | 0 | 0 | 284.2 | 294.1 | 290.9 | 42.5 | 0
2:00 | -7.3 | 34.3 | 0 | 0 | 283.9 | 294.1 | 290.7 | 39.3 | 0
3:00 | -1.4 | 46.7 | 0 | 0 | 283.6 | 294.1 | 290.6 | 38.3 | 0
4:00 | 5.8 | 58.4 | 47 | 27.4 | 283.7 | 294.2 | 291.6 | 38.3 | 0
5:00 | 14 | 69.7 | 54.6 | 52.4 | 284.2 | 294.3 | 292.1 | 37.6 | 0
6:00 | 22.8 | 80.8 | 26.7 | 76.8 | 284.6 | 294.4 | 292.1 | 38.5 | 0
7:00 | 31.9 | 92.5 | 0 | 90.6 | 285.2 | 294.4 | 292.4 | 37.2 | 0
8:00 | 40.9 | 105.5 | 0 | 104.6 | 286.2 | 296.1 | 294.1 | 0.3 | 0
9:00 | 49.2 | 121 | 0 | 130.5 | 287.2 | 296.7 | 294.9 | 0.2 | 0
10:00 | 56.1 | 140.8 | 0 | 140.9 | 288.1 | 296.6 | 295.2 | 0.2 | 0
11:00 | 60.2 | 166 | 0 | 149.1 | 289.1 | 297.4 | 296 | 0.2 | 0
noon | 60.2 | -166 | 0 | 150.4 | 290 | 297.8 | 296.8 | 0.1 | 0
13:00 | 56.1 | -140.8 | 0 | 149.6 | 290.6 | 298.2 | 297.3 | 0 | 0
14:00 | 49.2 | -121 | 0 | 133.5 | 291 | 297.5 | 297.1 | 0 | 0
15:00 | 40.9 | -105.5 | 0 | 111.8 | 291.1 | 297.8 | 296.7 | 0 | 0
16:00 | 31.9 | -92.5 | 0 | 113.1 | 290.9 | 297.1 | 296.4 | 0 | 0
17:00 | 22.8 | -80.8 | 25.1 | 93.4 | 290.2 | 296.9 | 296 | 0.3 | 0
18:00 | 14 | -69.7 | 50.8 | 67.2 | 289.3 | 296.8 | 295.5 | 0.2 | 0
19:00 | 5.8 | -58.4 | 47.8 | 41 | 288.3 | 296.7 | 294.9 | 0.2 | 0
20:00 | -1.4 | -46.7 | 0 | 0 | 287.4 | 296.1 | 293.5 | 0.1 | 0
21:00 | -7.3 | -34.3 | 0 | 0 | 286.4 | 295.8 | 293 | 0.1 | 0
22:00 | -11.6 | -21 | 0 | 0 | 285.7 | 295.8 | 292.8 | 0.3 | 0
23:00 | -13.8 | -7 | 0 | 0 | 284.8 | 296.3 | 292.4 | 0 | 0
July
| solar | solar | direct | diffuse | outdoor | indoor | window | heating | blinds
| altitude | azimuth | radiation | radiation | temp. | temp. | temp. | load | closed
| (degrees) | (degrees) | (W-h/m2) | (W-h/m2) | (K) | (K) | (K) | (W-h/m2) | (% time)
midnight | -15.9 | 7.2 | 0 | 0 | 286.4 | 294.6 | 292 | 16.3 | 0
1:00 | -13.7 | 21.5 | 0 | 0 | 286.1 | 294.2 | 291.5 | 20 | 0
2:00 | -9.3 | 35.1 | 0 | 0 | 285.6 | 294.1 | 291.3 | 20.5 | 0
3:00 | -3.3 | 47.8 | 0 | 0 | 285.3 | 294.1 | 291.2 | 19 | 0
4:00 | 4 | 59.7 | 7.4 | 13.9 | 285.5 | 294.3 | 291.6 | 19.9 | 0
5:00 | 12.3 | 71 | 22.1 | 43.4 | 285.8 | 294.9 | 292.5 | 16.6 | 0
6:00 | 21.1 | 82.3 | 12.9 | 72.5 | 286.4 | 295.5 | 293.3 | 16.3 | 0
7:00 | 30.2 | 94.1 | 0 | 90.2 | 286.8 | 295.8 | 293.8 | 14.2 | 0
8:00 | 39.2 | 107.3 | 0 | 107.5 | 287.6 | 296.8 | 295.1 | 0.1 | 0
9:00 | 47.4 | 122.8 | 0 | 130 | 288.7 | 297.3 | 295.6 | 0 | 0
10:00 | 54.2 | 142.4 | 0 | 152.9 | 289.7 | 297.6 | 296.5 | 0 | 0
11:00 | 58.1 | 166.6 | 0 | 166.1 | 290.7 | 297.5 | 297.1 | 0 | 0
noon | 58.1 | -166.6 | 0 | 174.3 | 291.7 | 298 | 297.7 | 0 | 0
13:00 | 54.2 | -142.4 | 0 | 161.4 | 292.5 | 298.1 | 297.9 | 0 | 0
14:00 | 47.4 | -122.8 | 0 | 145.3 | 292.9 | 297.7 | 297.7 | 0 | 0
15:00 | 39.2 | -107.3 | 0 | 120.5 | 293 | 297.6 | 297.3 | 0 | 0
16:00 | 30.2 | -94.1 | 0 | 114.7 | 292.8 | 297.5 | 297.3 | 0 | 0
17:00 | 21.1 | -82.3 | 18.9 | 91.1 | 292.4 | 297.3 | 296.8 | 0 | 0
18:00 | 12.3 | -71 | 59.5 | 68.5 | 291.5 | 297.8 | 296.9 | 0 | 0
19:00 | 4 | -59.7 | 57.7 | 35.1 | 290.4 | 297.7 | 296.2 | 0 | 0
20:00 | -3.3 | -47.8 | 0 | 0 | 289.3 | 297 | 294.4 | 0 | 0
21:00 | -9.3 | -35.1 | 0 | 0 | 288.4 | 297 | 294.2 | 0 | 0
22:00 | -13.7 | -21.5 | 0 | 0 | 287.5 | 296.9 | 293.7 | 0 | 0
23:00 | -15.9 | -7.2 | 0 | 0 | 286.8 | 296.9 | 293.6 | 0 | 0
August
| solar | solar | direct | diffuse | outdoor | indoor | window | heating | blinds
| altitude | azimuth | radiation | radiation | temp. | temp. | temp. | load | closed
| (degrees) | (degrees) | (W-h/m2) | (W-h/m2) | (K) | (K) | (K) | (W-h/m2) | (% time)
midnight | -23.7 | 7.9 | 0 | 0 | 286.4 | 294.4 | 291.8 | 14.4 | 0
1:00 | -21.3 | 23.5 | 0 | 0 | 286 | 294.2 | 291.5 | 15.9 | 0
2:00 | -16.6 | 38.1 | 0 | 0 | 285.9 | 294.1 | 291.4 | 17.6 | 0
3:00 | -10.1 | 51.6 | 0 | 0 | 285.4 | 294.1 | 291.2 | 18.8 | 0
4:00 | -2.4 | 64.1 | 0 | 0 | 285.1 | 294.1 | 291.1 | 21.1 | 0
5:00 | 6 | 75.9 | 12.7 | 19 | 285.3 | 294.4 | 291.7 | 19.4 | 0
6:00 | 15.1 | 87.6 | 5.8 | 45.6 | 285.9 | 295 | 292.4 | 17.8 | 0
7:00 | 24.2 | 99.7 | 0 | 76 | 286.5 | 295.5 | 293.3 | 17.6 | 0
8:00 | 32.9 | 113.1 | 0 | 96.4 | 287.3 | 296.7 | 294.7 | 0 | 0
9:00 | 40.7 | 128.5 | 0 | 119 | 288.2 | 297.3 | 295.5 | 0 | 0
10:00 | 46.9 | 146.9 | 0 | 144.3 | 289.3 | 296.9 | 296.1 | 0 | 0
11:00 | 50.3 | 168.5 | 0 | 156.9 | 290.4 | 297.3 | 296.6 | 0 | 0
noon | 50.3 | -168.5 | 0 | 169.1 | 291.3 | 297.8 | 297.2 | 0 | 0
13:00 | 46.9 | -146.9 | 0 | 150.2 | 292 | 298.1 | 297.6 | 0 | 0
14:00 | 40.7 | -128.5 | 0 | 130.8 | 292.5 | 297.9 | 297.5 | 0 | 0
15:00 | 32.9 | -113.1 | 0 | 103.7 | 292.6 | 297.9 | 297.2 | 0 | 0
16:00 | 24.2 | -99.7 | 0 | 76.7 | 292.2 | 297.8 | 296.8 | 0 | 0
17:00 | 15.1 | -87.6 | 6.3 | 56.4 | 291.7 | 297.4 | 296.2 | 0 | 0
18:00 | 6 | -75.9 | 24.9 | 35.1 | 290.9 | 297.1 | 295.8 | 0 | 0
19:00 | -2.4 | -64.1 | 0 | 6 | 289.9 | 297 | 294.7 | 0 | 0
20:00 | -10.1 | -51.6 | 0 | 0 | 289 | 296.9 | 294.1 | 0 | 0
21:00 | -16.6 | -38.1 | 0 | 0 | 288.1 | 296.9 | 293.7 | 0 | 0
22:00 | -21.3 | -23.5 | 0 | 0 | 287.3 | 296.8 | 293.6 | 0 | 0
23:00 | -23.7 | -7.9 | 0 | 0 | 286.6 | 296.8 | 293.3 | 0 | 0
September
| solar | solar | direct | diffuse | outdoor | indoor | window | heating | blinds
| altitude | azimuth | radiation | radiation | temp. | temp. | temp. | load | closed
| (degrees) | (degrees) | (W-h/m2) | (W-h/m2) | (K) | (K) | (K) | (W-h/m2) | (% time)
midnight | -35.1 | 9.1 | 0 | 0 | 284.9 | 294.5 | 291.4 | 43 | 0
1:00 | -32.3 | 26.9 | 0 | 0 | 284.8 | 294.3 | 291.2 | 43.4 | 0
2:00 | -27.1 | 43.1 | 0 | 0 | 284.5 | 294.2 | 291 | 43 | 0
3:00 | -20 | 57.5 | 0 | 0 | 284.3 | 294.1 | 290.9 | 42.5 | 0
4:00 | -11.8 | 70.6 | 0 | 0 | 284.1 | 294.1 | 290.8 | 43.2 | 0
5:00 | -3 | 82.8 | 0 | 0.3 | 284 | 294.1 | 290.8 | 45.3 | 0
6:00 | 6 | 94.7 | 0 | 19.9 | 284.3 | 294.2 | 291.1 | 42.6 | 0
7:00 | 15 | 107 | 0 | 44.4 | 284.7 | 294.7 | 291.8 | 37.3 | 0
8:00 | 23.3 | 120.2 | 0 | 67.9 | 285.4 | 297 | 293.7 | 0.3 | 0
9:00 | 30.6 | 135 | 0 | 89.9 | 286.1 | 296.8 | 294.3 | 0.5 | 0
10:00 | 36 | 151.7 | 0 | 104.9 | 286.8 | 297 | 294.7 | 0.3 | 0
11:00 | 39 | 170.3 | 0 | 105.9 | 287.6 | 296.8 | 295 | 0.3 | 0
noon | 39 | -170.3 | 0 | 104.9 | 288.3 | 297 | 295.3 | 0.2 | 0
13:00 | 36 | -151.7 | 0 | 101.4 | 288.9 | 297.4 | 295.5 | 0.2 | 0
14:00 | 30.6 | -135 | 0 | 92.6 | 289.4 | 297.2 | 295.7 | 0.2 | 0
15:00 | 23.3 | -120.2 | 0 | 73.2 | 289.5 | 297.1 | 295.4 | 0.1 | 0
16:00 | 15 | -107 | 0 | 44.6 | 289.3 | 297.1 | 295.1 | 0.1 | 0
17:00 | 6 | -94.7 | 0 | 23.9 | 288.6 | 297.1 | 294.5 | 0 | 0
18:00 | -3 | -82.8 | 0 | 2.4 | 287.8 | 296.7 | 293.9 | 0.1 | 0
19:00 | -11.8 | -70.6 | 0 | 0 | 287.1 | 296.6 | 293.7 | 0.2 | 0
20:00 | -20 | -57.5 | 0 | 0 | 286.5 | 296.8 | 293.3 | 0 | 0
21:00 | -27.1 | -43.1 | 0 | 0 | 285.9 | 296.8 | 293.2 | 0.2 | 0
22:00 | -32.3 | -26.9 | 0 | 0 | 285.3 | 296.7 | 292.9 | 0.2 | 0
23:00 | -35.1 | -9.1 | 0 | 0 | 285 | 296.7 | 293.1 | 0.2 | 0
October
| solar | solar | direct | diffuse | outdoor | indoor | window | heating | blinds
| altitude | azimuth | radiation | radiation | temp. | temp. | temp. | load | closed
| (degrees) | (degrees) | (W-h/m2) | (W-h/m2) | (K) | (K) | (K) | (W-h/m2) | (% time)
midnight | -47 | 10.8 | 0 | 0 | 282.1 | 294.1 | 290.2 | 58.9 | 0
1:00 | -43.7 | 31.4 | 0 | 0 | 282.1 | 294.1 | 290.2 | 58.1 | 0
2:00 | -37.8 | 49.3 | 0 | 0 | 282 | 294.1 | 290.1 | 59.5 | 0
3:00 | -30.1 | 64.6 | 0 | 0 | 281.8 | 294.1 | 290.1 | 60.4 | 0
4:00 | -21.5 | 78 | 0 | 0 | 281.8 | 294.1 | 290.1 | 61.9 | 0
5:00 | -12.4 | 90.2 | 0 | 0 | 281.7 | 294.1 | 290 | 66.7 | 0
6:00 | -3.4 | 102 | 0 | 0.8 | 281.8 | 294.1 | 290.1 | 67.3 | 0
7:00 | 5.2 | 114 | 0 | 16.8 | 282.2 | 294.1 | 290.4 | 65.5 | 0
8:00 | 13 | 126.6 | 0 | 37.6 | 282.6 | 296.2 | 292.3 | 0.3 | 0
9:00 | 19.7 | 140.4 | 0 | 61.3 | 283.3 | 296.4 | 292.4 | 0.9 | 0
10:00 | 24.5 | 155.5 | 0 | 70.4 | 283.9 | 296.1 | 292.9 | 0.9 | 0
11:00 | 27.1 | 171.7 | 0 | 81.3 | 284.6 | 296.4 | 293.1 | 0.7 | 0
noon | 27.1 | -171.7 | 0 | 79 | 285.1 | 296.2 | 293.4 | 0.8 | 0
13:00 | 24.5 | -155.5 | 0 | 65.6 | 285.4 | 296.2 | 293.4 | 0.7 | 0
14:00 | 19.7 | -140.4 | 0 | 49.7 | 285.5 | 295.9 | 293.2 | 0.7 | 0
15:00 | 13 | -126.6 | 0 | 33.4 | 285.3 | 296.1 | 293 | 0.4 | 0
16:00 | 5.2 | -114 | 0 | 14.6 | 284.7 | 296.1 | 292.5 | 0.2 | 0
17:00 | -3.4 | -102 | 0 | 0.4 | 284.1 | 296.4 | 292.1 | 0.2 | 0
18:00 | -12.4 | -90.2 | 0 | 0 | 283.5 | 296 | 291.8 | 0.3 | 0
19:00 | -21.5 | -78 | 0 | 0 | 283.1 | 295.9 | 291.9 | 0.3 | 0
20:00 | -30.1 | -64.6 | 0 | 0 | 282.8 | 296.4 | 292 | 0 | 0
21:00 | -37.8 | -49.3 | 0 | 0 | 282.5 | 296.2 | 291.8 | 0.4 | 0
22:00 | -43.7 | -31.4 | 0 | 0 | 282.4 | 296.1 | 291.6 | 0.3 | 0
23:00 | -47 | -10.8 | 0 | 0 | 282.2 | 296.2 | 291.5 | 0.1 | 0
November
| solar | solar | direct | diffuse | outdoor | indoor | window | heating | blinds
| altitude | azimuth | radiation | radiation | temp. | temp. | temp. | load | closed
| (degrees) | (degrees) | (W-h/m2) | (W-h/m2) | (K) | (K) | (K) | (W-h/m2) | (% time)
midnight | -56.2 | 12.8 | 0 | 0 | 278.9 | 294.1 | 289.1 | 105.1 | 0
1:00 | -52.4 | 36.3 | 0 | 0 | 278.8 | 294.1 | 289.1 | 105.5 | 0
2:00 | -45.8 | 55.6 | 0 | 0 | 278.6 | 294.1 | 289.1 | 111.6 | 0
3:00 | -37.7 | 71.1 | 0 | 0 | 278.5 | 294.1 | 289 | 108.1 | 0
4:00 | -28.8 | 84.3 | 0 | 0 | 278.4 | 294.1 | 289 | 104 | 0
5:00 | -19.7 | 96.2 | 0 | 0 | 278.4 | 294.1 | 289 | 107.5 | 0
6:00 | -10.7 | 107.7 | 0 | 0 | 278.3 | 294.1 | 289 | 107.8 | 0
7:00 | -2.4 | 119.2 | 0 | 1 | 278.2 | 294.1 | 288.9 | 108.4 | 0
8:00 | 5 | 131.2 | 0 | 16 | 278.4 | 295.6 | 290.3 | 0.1 | 0
9:00 | 11.1 | 144.1 | 0 | 30.1 | 278.8 | 296.2 | 290.7 | 0.6 | 0
10:00 | 15.5 | 157.9 | 0 | 45.9 | 279.2 | 295.7 | 291.1 | 1.6 | 0
11:00 | 17.8 | 172.5 | 0 | 57.8 | 279.7 | 295.5 | 291.4 | 1.7 | 0
noon | 17.8 | -172.5 | 0 | 55.3 | 280.1 | 295.5 | 291.5 | 1.1 | 0
13:00 | 15.5 | -157.9 | 0 | 47.3 | 280.3 | 296 | 291.4 | 1.1 | 0
14:00 | 11.1 | -144.1 | 0 | 30.2 | 280.4 | 295.7 | 291.4 | 1.1 | 0
15:00 | 5 | -131.2 | 0 | 12.9 | 280.2 | 295.7 | 291 | 0.5 | 0
16:00 | -2.4 | -119.2 | 0 | 0 | 280 | 296.1 | 290.8 | 0 | 0
17:00 | -10.7 | -107.7 | 0 | 0 | 279.7 | 295.8 | 290.6 | 0.2 | 0
18:00 | -19.7 | -96.2 | 0 | 0 | 279.6 | 295.8 | 290.6 | 0.1 | 0
19:00 | -28.8 | -84.3 | 0 | 0 | 279.4 | 295.9 | 290.5 | 0.1 | 0
20:00 | -37.7 | -71.1 | 0 | 0 | 279.4 | 295.7 | 290.5 | 0.2 | 0
21:00 | -45.8 | -55.6 | 0 | 0 | 279.2 | 295.7 | 290.2 | 0.2 | 0
22:00 | -52.4 | -36.3 | 0 | 0 | 279 | 295.7 | 290.3 | 0.2 | 0
23:00 | -56.2 | -12.8 | 0 | 0 | 278.8 | 295.6 | 290 | 0.1 | 0
December
| solar | solar | direct | diffuse | outdoor | indoor | window | heating | blinds
| altitude | azimuth | radiation | radiation | temp. | temp. | temp. | load | closed
| (degrees) | (degrees) | (W-h/m2) | (W-h/m2) | (K) | (K) | (K) | (W-h/m2) | (% time)
midnight | -60.2 | 13.9 | 0 | 0 | 276.9 | 294.1 | 288.5 | 110.3 | 0
1:00 | -56.1 | 39.1 | 0 | 0 | 276.8 | 294.1 | 288.5 | 113.7 | 0
2:00 | -49.2 | 58.9 | 0 | 0 | 276.8 | 294.1 | 288.5 | 114.1 | 0
3:00 | -40.9 | 74.4 | 0 | 0 | 276.8 | 294.1 | 288.5 | 114.1 | 0
4:00 | -31.9 | 87.4 | 0 | 0 | 276.9 | 294.1 | 288.5 | 111.4 | 0
5:00 | -22.8 | 99.1 | 0 | 0 | 277 | 294.1 | 288.5 | 114.4 | 0
6:00 | -14 | 110.2 | 0 | 0 | 276.9 | 294.1 | 288.5 | 111.6 | 0
7:00 | -5.8 | 121.5 | 0 | 0 | 276.9 | 294.1 | 288.5 | 108.8 | 0
8:00 | 1.4 | 133.2 | 0 | 1.8 | 277.1 | 295 | 289.1 | 0 | 0
9:00 | 7.3 | 145.7 | 0 | 14.9 | 277.3 | 295.8 | 289.9 | 0.3 | 0
10:00 | 11.6 | 158.9 | 0 | 28.6 | 277.7 | 296.2 | 290.5 | 0.7 | 0
11:00 | 13.8 | 172.9 | 0 | 36.8 | 277.9 | 295.9 | 290.5 | 1.8 | 0
noon | 13.8 | -172.9 | 0 | 37.9 | 278.2 | 295.8 | 290.7 | 1.1 | 0
13:00 | 11.6 | -158.9 | 0 | 29 | 278.4 | 296.1 | 290.4 | 1 | 0
14:00 | 7.3 | -145.7 | 0 | 18.1 | 278.3 | 295.9 | 290.4 | 0.7 | 0
15:00 | 1.4 | -133.2 | 0 | 4.7 | 278.2 | 296.1 | 290.4 | 0.2 | 0
16:00 | -5.8 | -121.5 | 0 | 0 | 277.8 | 295.8 | 290 | 0.3 | 0
17:00 | -14 | -110.2 | 0 | 0 | 277.7 | 295.9 | 289.9 | 0.1 | 0
18:00 | -22.8 | -99.1 | 0 | 0 | 277.5 | 296 | 289.9 | 0.2 | 0
19:00 | -31.9 | -87.4 | 0 | 0 | 277.5 | 296 | 290 | 0.2 | 0
20:00 | -40.9 | -74.4 | 0 | 0 | 277.3 | 295.9 | 289.8 | 0.3 | 0
21:00 | -49.2 | -58.9 | 0 | 0 | 277.1 | 295.9 | 289.8 | 0 | 0
22:00 | -56.1 | -39.1 | 0 | 0 | 277.1 | 295.9 | 289.8 | 0.2 | 0
23:00 | -60.2 | -13.9 | 0 | 0 | 277 | 295.6 | 289.5 | 0.4 | 0

## Sheet95
Scenario Four (green)
Tue Dec 03 2019 23:43:28 GMT+0000 (Greenwich Mean Time)
Setup Information:
Building
Location | UK - London
Building length, side A | N/A
Building length, side B | N/A
Simulation Type
Simulation Type | one_sided
Window Description
Typology | dgu_nb
Glazing Type | clear
Window Area | 95%
Wall Description
Insulation R-Value | 99999999.9 m2-K/W
Occupancy
Type | Low-rise Residential
Occupancy Load | 0.000 people per m2
Lighting Requirements | 400 lux
Equipment Load | 0.00 W/m2
Room Ventilation
Air Change Rate per Occupant | 15.0 liters / sec per person
Total Air Change Rate | 0.0 roomfuls per hour
Lighting Control
Lighting Control | lights do not respond to daylight: all lights fully on while building is occupied
Representative Room
Orientation | north
Room Depth | 27 m
Room Width | 5 m
Room Height | 2.2 m
Thermal Mass
Thermal Mass | none
Overhang
Overhang Depth | 0 m
Roof
Roof Type | adiabatic roof
Simulation Results:
Primary Energy Use and CO2 Emissions
| heating | cooling | lighting | total | CO2
| energy | energy | energy | energy | emissions
| (kWh/m2) | (kWh/m2) | (kWh/m2) | (kWh/m2) | (kg/m2)
January | 33.4 | 0 | 7.3 | 40.7 | 8.1
February | 28.1 | 0 | 6.6 | 34.7 | 6.9
March | 32.2 | 0 | 7.3 | 39.5 | 7.9
April | 26.1 | 0 | 7.1 | 33.2 | 6.6
May | 18.9 | 0 | 7.3 | 26.2 | 5.2
June | 9.5 | 0 | 7.1 | 16.6 | 3.3
July | 4.4 | 0 | 7.3 | 11.7 | 2.3
August | 4.4 | 0 | 7.3 | 11.7 | 2.3
September | 10.3 | 0 | 7.1 | 17.4 | 3.5
October | 15.7 | 0 | 7.3 | 23 | 4.6
November | 26 | 0 | 7.1 | 33.1 | 6.6
December | 28.1 | 0 | 7.3 | 35.4 | 7.1
Total | 237.1 | 0 | 86.1 | 323.2 | 64.6 | yearly energy
January
| solar | solar | direct | diffuse | outdoor | indoor | window | heating | blinds
| altitude | azimuth | radiation | radiation | temp. | temp. | temp. | load | closed
| (degrees) | (degrees) | (W-h/m2) | (W-h/m2) | (K) | (K) | (K) | (W-h/m2) | (% time)
midnight | -58.1 | 13.3 | 0 | 0 | 275.9 | 294.1 | 288.2 | 137.7 | 0
1:00 | -54.2 | 37.6 | 0 | 0 | 275.8 | 294.1 | 288.2 | 136.8 | 0
2:00 | -47.5 | 57.1 | 0 | 0 | 275.8 | 294.1 | 288.2 | 135.2 | 0
3:00 | -39.2 | 72.7 | 0 | 0 | 275.7 | 294.1 | 288.1 | 131.1 | 0
4:00 | -30.2 | 85.8 | 0 | 0 | 275.6 | 294.1 | 288.1 | 133.8 | 0
5:00 | -21.1 | 97.6 | 0 | 0 | 275.6 | 294.1 | 288.1 | 133.6 | 0
6:00 | -12.3 | 108.9 | 0 | 0 | 275.5 | 294.1 | 288.1 | 131.3 | 0
7:00 | -4 | 120.3 | 0 | 0 | 275.5 | 294.1 | 288.1 | 130.2 | 0
8:00 | 3.3 | 132.2 | 0 | 5.1 | 275.7 | 294.9 | 288.6 | 0 | 0
9:00 | 9.3 | 144.9 | 0 | 20.2 | 276.1 | 295.7 | 289.4 | 0.3 | 0
10:00 | 13.6 | 158.4 | 0 | 34.6 | 276.5 | 296 | 290 | 1 | 0
11:00 | 15.9 | 172.7 | 0 | 40.5 | 276.7 | 296.1 | 290.3 | 1.6 | 0
noon | 15.9 | -172.7 | 0 | 42.7 | 277.2 | 295.9 | 290.3 | 1.6 | 0
13:00 | 13.6 | -158.4 | 0 | 38.1 | 277.6 | 295.8 | 290.4 | 1 | 0
14:00 | 9.3 | -144.9 | 0 | 26.7 | 277.5 | 295.9 | 290.3 | 1.3 | 0
15:00 | 3.3 | -132.2 | 0 | 13.2 | 277.3 | 296 | 290 | 0.2 | 0
16:00 | -4 | -120.3 | 0 | 0.6 | 277 | 295.9 | 289.9 | 0.1 | 0
17:00 | -12.3 | -108.9 | 0 | 0 | 276.8 | 295.9 | 289.8 | 0 | 0
18:00 | -21.1 | -97.6 | 0 | 0 | 276.5 | 295.7 | 289.6 | 0.1 | 0
19:00 | -30.2 | -85.8 | 0 | 0 | 276.3 | 295.5 | 289.3 | 0.2 | 0
20:00 | -39.2 | -72.7 | 0 | 0 | 276.1 | 295.6 | 289.3 | 0 | 0
21:00 | -47.5 | -57.1 | 0 | 0 | 276.1 | 295.2 | 289.1 | 0.2 | 0
22:00 | -54.2 | -37.6 | 0 | 0 | 276 | 295.4 | 289 | 0.1 | 0
23:00 | -58.1 | -13.3 | 0 | 0 | 275.9 | 295.5 | 289.2 | 0.1 | 0
February
| solar | solar | direct | diffuse | outdoor | indoor | window | heating | blinds
| altitude | azimuth | radiation | radiation | temp. | temp. | temp. | load | closed
| (degrees) | (degrees) | (W-h/m2) | (W-h/m2) | (K) | (K) | (K) | (W-h/m2) | (% time)
midnight | -50.4 | 11.4 | 0 | 0 | 275.4 | 294.1 | 288 | 118.1 | 0
1:00 | -46.9 | 33 | 0 | 0 | 275.3 | 294.1 | 288 | 112.4 | 0
2:00 | -40.8 | 51.4 | 0 | 0 | 275.2 | 294.1 | 288 | 116.5 | 0
3:00 | -32.9 | 66.9 | 0 | 0 | 275.2 | 294.1 | 288 | 123.1 | 0
4:00 | -24.2 | 80.2 | 0 | 0 | 275.2 | 294.1 | 288 | 125.1 | 0
5:00 | -15.1 | 92.3 | 0 | 0 | 275.1 | 294.1 | 287.9 | 129.7 | 0
6:00 | -6.1 | 104 | 0 | 0 | 275.1 | 294.1 | 287.9 | 129.5 | 0
7:00 | 2.4 | 115.9 | 0 | 2.3 | 275.1 | 294.1 | 288 | 133.1 | 0
8:00 | 10.1 | 128.3 | 0 | 20.6 | 275.5 | 295.6 | 289.1 | 0 | 0
9:00 | 16.5 | 141.8 | 0 | 40.4 | 276.1 | 296.1 | 289.7 | 1.4 | 0
10:00 | 21.2 | 156.4 | 0 | 55.1 | 276.7 | 295.9 | 290.5 | 2.4 | 0
11:00 | 23.7 | 172 | 0 | 60.6 | 277.3 | 295.7 | 290.5 | 2.3 | 0
noon | 23.7 | -172 | 0 | 65.1 | 277.9 | 295.9 | 290.8 | 2.1 | 0
13:00 | 21.2 | -156.4 | 0 | 57 | 278.4 | 296.2 | 290.7 | 1.9 | 0
14:00 | 16.5 | -141.8 | 0 | 53.5 | 278.5 | 296.1 | 290.9 | 2 | 0
15:00 | 10.1 | -128.3 | 0 | 36 | 278.3 | 295.8 | 290.5 | 1.5 | 0
16:00 | 2.4 | -115.9 | 0 | 14.5 | 277.7 | 295.9 | 290.2 | 0.8 | 0
17:00 | -6.1 | -104 | 0 | 0.3 | 277.1 | 295.9 | 289.8 | 0.1 | 0
18:00 | -15.1 | -92.3 | 0 | 0 | 276.7 | 295.7 | 289.5 | 0.1 | 0
19:00 | -24.2 | -80.2 | 0 | 0 | 276.3 | 295.8 | 289.4 | 0 | 0
20:00 | -32.9 | -66.9 | 0 | 0 | 276 | 295.7 | 289.3 | 0.2 | 0
21:00 | -40.8 | -51.4 | 0 | 0 | 275.7 | 295.5 | 289.1 | 0.1 | 0
22:00 | -46.9 | -33 | 0 | 0 | 275.5 | 295.5 | 289 | 0 | 0
23:00 | -50.4 | -11.4 | 0 | 0 | 275.4 | 295.5 | 289 | 0.1 | 0
March
| solar | solar | direct | diffuse | outdoor | indoor | window | heating | blinds
| altitude | azimuth | radiation | radiation | temp. | temp. | temp. | load | closed
| (degrees) | (degrees) | (W-h/m2) | (W-h/m2) | (K) | (K) | (K) | (W-h/m2) | (% time)
midnight | -39 | 9.6 | 0 | 0 | 276.9 | 294.1 | 288.5 | 129.7 | 0
1:00 | -36 | 28.2 | 0 | 0 | 276.8 | 294.1 | 288.5 | 133.4 | 0
2:00 | -30.6 | 45 | 0 | 0 | 276.7 | 294.1 | 288.4 | 137.6 | 0
3:00 | -23.4 | 59.7 | 0 | 0 | 276.5 | 294.1 | 288.4 | 130.1 | 0
4:00 | -15 | 72.9 | 0 | 0 | 276.3 | 294.1 | 288.3 | 131.4 | 0
5:00 | -6.1 | 85.2 | 0 | 0 | 276.4 | 294.1 | 288.3 | 126.2 | 0
6:00 | 2.9 | 97.1 | 0 | 4.1 | 276.6 | 294.1 | 288.4 | 118.6 | 0
7:00 | 11.8 | 109.3 | 0 | 24.9 | 276.9 | 294.1 | 288.8 | 114.5 | 0
8:00 | 20 | 122.4 | 0 | 48.1 | 277.4 | 296.1 | 290.2 | 0.9 | 0
9:00 | 27 | 136.9 | 0 | 66.7 | 278 | 295.9 | 290.8 | 1.7 | 0
10:00 | 32.2 | 153.1 | 0 | 85.8 | 278.8 | 295.5 | 291.5 | 1.9 | 0
11:00 | 35.1 | 170.8 | 0 | 100 | 279.8 | 295.7 | 291.6 | 2.2 | 0
noon | 35.1 | -170.8 | 0 | 101.7 | 280.5 | 295.9 | 292 | 2.2 | 0
13:00 | 32.2 | -153.1 | 0 | 93 | 281.2 | 295.9 | 292.2 | 1.6 | 0
14:00 | 27 | -136.9 | 0 | 79.8 | 281.5 | 295.7 | 292.3 | 1.4 | 0
15:00 | 20 | -122.4 | 0 | 58.9 | 281.4 | 295.8 | 291.7 | 1.5 | 0
16:00 | 11.8 | -109.3 | 0 | 34.5 | 280.9 | 295.8 | 291.4 | 1.1 | 0
17:00 | 2.9 | -97.1 | 0 | 15.4 | 280.1 | 295.9 | 290.8 | 0.8 | 0
18:00 | -6.1 | -85.2 | 0 | 0 | 279.4 | 295.6 | 290.4 | 0.4 | 0
19:00 | -15 | -72.9 | 0 | 0 | 278.7 | 295.8 | 290.1 | 0.2 | 0
20:00 | -23.4 | -59.7 | 0 | 0 | 278.2 | 295.6 | 290.1 | 0.6 | 0
21:00 | -30.6 | -45 | 0 | 0 | 277.8 | 295.7 | 289.7 | 0.2 | 0
22:00 | -36 | -28.2 | 0 | 0 | 277.3 | 295.5 | 289.6 | 0.5 | 0
23:00 | -39 | -9.6 | 0 | 0 | 277.1 | 295.7 | 289.7 | 0.4 | 0
April
| solar | solar | direct | diffuse | outdoor | indoor | window | heating | blinds
| altitude | azimuth | radiation | radiation | temp. | temp. | temp. | load | closed
| (degrees) | (degrees) | (W-h/m2) | (W-h/m2) | (K) | (K) | (K) | (W-h/m2) | (% time)
midnight | -27.1 | 8.3 | 0 | 0 | 278.5 | 294.1 | 289 | 106.4 | 0
1:00 | -24.5 | 24.4 | 0 | 0 | 278.2 | 294.1 | 288.9 | 104.8 | 0
2:00 | -19.7 | 39.5 | 0 | 0 | 278 | 294.1 | 288.9 | 106.4 | 0
3:00 | -13.1 | 53.3 | 0 | 0 | 277.7 | 294.1 | 288.8 | 108.5 | 0
4:00 | -5.2 | 66 | 0 | 0 | 277.4 | 294.1 | 288.7 | 107.5 | 0
5:00 | 3.4 | 78 | 3 | 8 | 277.6 | 294.1 | 288.8 | 106.1 | 0
6:00 | 12.4 | 89.8 | 0.4 | 33.9 | 278.1 | 294.1 | 289.2 | 108.3 | 0
7:00 | 21.5 | 102 | 0 | 60.7 | 278.8 | 294.1 | 289.8 | 103.9 | 0
8:00 | 30.1 | 115.3 | 0 | 79.7 | 279.5 | 295.8 | 291.6 | 1.7 | 0
9:00 | 37.7 | 130.6 | 0 | 102.3 | 280.6 | 296.4 | 292 | 2.4 | 0
10:00 | 43.7 | 148.5 | 0 | 121.4 | 281.5 | 295.9 | 292.9 | 2.5 | 0
11:00 | 47 | 169.1 | 0 | 133.9 | 282.5 | 296.2 | 293 | 2 | 0
noon | 47 | -169.1 | 0 | 135.6 | 283.5 | 295.9 | 293.3 | 1.7 | 0
13:00 | 43.7 | -148.5 | 0 | 127.4 | 284.2 | 296.2 | 293.6 | 1.4 | 0
14:00 | 37.7 | -130.6 | 0 | 116.3 | 284.7 | 296.2 | 293.6 | 1.2 | 0
15:00 | 30.1 | -115.3 | 0 | 86.8 | 285 | 295.9 | 293.2 | 1 | 0
16:00 | 21.5 | -102 | 0 | 66.8 | 284.7 | 295.9 | 292.9 | 0.9 | 0
17:00 | 12.4 | -89.8 | 0.5 | 41.3 | 283.9 | 295.9 | 292.5 | 0.8 | 0
18:00 | 3.4 | -78 | 12.3 | 16.4 | 283 | 295.7 | 292 | 0.8 | 0
19:00 | -5.2 | -66 | 0 | 0 | 282 | 295.9 | 291.5 | 0.3 | 0
20:00 | -13.1 | -53.3 | 0 | 0 | 281 | 296.1 | 291.2 | 0.2 | 0
21:00 | -19.7 | -39.5 | 0 | 0 | 280 | 296 | 290.9 | 0.5 | 0
22:00 | -24.5 | -24.4 | 0 | 0 | 279.3 | 296.3 | 290.6 | 0.2 | 0
23:00 | -27.1 | -8.3 | 0 | 0 | 278.6 | 296.2 | 290.5 | 0.2 | 0
May
| solar | solar | direct | diffuse | outdoor | indoor | window | heating | blinds
| altitude | azimuth | radiation | radiation | temp. | temp. | temp. | load | closed
| (degrees) | (degrees) | (W-h/m2) | (W-h/m2) | (K) | (K) | (K) | (W-h/m2) | (% time)
midnight | -17.9 | 7.4 | 0 | 0 | 281 | 294.1 | 289.8 | 76.6 | 0
1:00 | -15.5 | 22 | 0 | 0 | 280.8 | 294.1 | 289.7 | 77.3 | 0
2:00 | -11.1 | 35.8 | 0 | 0 | 280.5 | 294.1 | 289.7 | 77.8 | 0
3:00 | -5 | 48.7 | 0 | 0 | 280.2 | 294.1 | 289.5 | 76.5 | 0
4:00 | 2.4 | 60.8 | 12.8 | 10.9 | 280.2 | 294.1 | 289.8 | 77.8 | 0
5:00 | 10.7 | 72.3 | 41.5 | 40.6 | 280.5 | 294.1 | 290.5 | 75.6 | 0
6:00 | 19.6 | 83.7 | 18 | 62.9 | 280.9 | 294.1 | 290.6 | 75.6 | 0
7:00 | 28.7 | 95.6 | 0 | 84.8 | 281.8 | 294.1 | 291 | 66.5 | 0
8:00 | 37.6 | 108.8 | 0 | 101.3 | 282.7 | 295.8 | 292.5 | 1 | 0
9:00 | 45.8 | 124.4 | 0 | 131.7 | 283.7 | 295.9 | 293.5 | 1.2 | 0
10:00 | 52.4 | 143.6 | 0 | 145.9 | 284.8 | 296 | 293.8 | 1.2 | 0
11:00 | 56.2 | 167.2 | 0 | 152.2 | 285.8 | 296.3 | 294.5 | 0.7 | 0
noon | 56.2 | -167.2 | 0 | 145.7 | 286.8 | 295.8 | 294.4 | 0.6 | 0
13:00 | 52.4 | -143.6 | 0 | 137.1 | 287.6 | 296.5 | 295 | 0.4 | 0
14:00 | 45.8 | -124.4 | 0 | 134.2 | 288 | 296.7 | 295.2 | 0.4 | 0
15:00 | 37.6 | -108.8 | 0 | 116.3 | 288 | 296.5 | 294.9 | 0.3 | 0
16:00 | 28.7 | -95.6 | 0 | 97.6 | 287.9 | 296.3 | 294.7 | 0.3 | 0
17:00 | 19.6 | -83.7 | 19 | 74.3 | 287.3 | 295.8 | 294.1 | 0.3 | 0
18:00 | 10.7 | -72.3 | 47.9 | 48.7 | 286.3 | 296.3 | 293.9 | 0.2 | 0
19:00 | 2.4 | -60.8 | 25.2 | 18.1 | 285.1 | 296.3 | 293.1 | 0.3 | 0
20:00 | -5 | -48.7 | 0 | 0 | 284 | 296 | 292.1 | 0.1 | 0
21:00 | -11.1 | -35.8 | 0 | 0 | 283.1 | 296.2 | 291.8 | 0.3 | 0
22:00 | -15.5 | -22 | 0 | 0 | 282.3 | 295.9 | 291.4 | 0.3 | 0
23:00 | -17.9 | -7.4 | 0 | 0 | 281.5 | 295.9 | 291.2 | 0.1 | 0
June
| solar | solar | direct | diffuse | outdoor | indoor | window | heating | blinds
| altitude | azimuth | radiation | radiation | temp. | temp. | temp. | load | closed
| (degrees) | (degrees) | (W-h/m2) | (W-h/m2) | (K) | (K) | (K) | (W-h/m2) | (% time)
midnight | -13.8 | 7 | 0 | 0 | 284.5 | 294.1 | 290.9 | 43.5 | 0
1:00 | -11.6 | 21 | 0 | 0 | 284.2 | 294.1 | 290.9 | 42.5 | 0
2:00 | -7.3 | 34.3 | 0 | 0 | 283.9 | 294.1 | 290.7 | 39.3 | 0
3:00 | -1.4 | 46.7 | 0 | 0 | 283.6 | 294.1 | 290.6 | 38.3 | 0
4:00 | 5.8 | 58.4 | 47 | 27.4 | 283.7 | 294.2 | 291.6 | 38.3 | 0
5:00 | 14 | 69.7 | 54.6 | 52.4 | 284.2 | 294.3 | 292.1 | 37.6 | 0
6:00 | 22.8 | 80.8 | 26.7 | 76.8 | 284.6 | 294.4 | 292.1 | 38.4 | 0
7:00 | 31.9 | 92.5 | 0 | 90.6 | 285.2 | 294.4 | 292.4 | 37.2 | 0
8:00 | 40.9 | 105.5 | 0 | 104.6 | 286.2 | 296.2 | 294.1 | 0.3 | 0
9:00 | 49.2 | 121 | 0 | 130.5 | 287.2 | 296.8 | 294.9 | 0.2 | 0
10:00 | 56.1 | 140.8 | 0 | 140.9 | 288.1 | 296.5 | 295.3 | 0.2 | 0
11:00 | 60.2 | 166 | 0 | 149.1 | 289.1 | 297.4 | 296 | 0.2 | 0
noon | 60.2 | -166 | 0 | 150.4 | 290 | 297.8 | 296.9 | 0.1 | 0
13:00 | 56.1 | -140.8 | 0 | 149.6 | 290.6 | 298 | 297.3 | 0 | 0
14:00 | 49.2 | -121 | 0 | 133.5 | 291 | 297.6 | 297 | 0 | 0
15:00 | 40.9 | -105.5 | 0 | 111.8 | 291.1 | 297.7 | 296.6 | 0 | 0
16:00 | 31.9 | -92.5 | 0 | 113.1 | 290.9 | 297.2 | 296.5 | 0 | 0
17:00 | 22.8 | -80.8 | 25.1 | 93.4 | 290.2 | 297.2 | 295.9 | 0.2 | 0
18:00 | 14 | -69.7 | 50.8 | 67.2 | 289.3 | 297.1 | 295.5 | 0.2 | 0
19:00 | 5.8 | -58.4 | 47.8 | 41 | 288.3 | 296.8 | 294.9 | 0.2 | 0
20:00 | -1.4 | -46.7 | 0 | 0 | 287.4 | 296.1 | 293.6 | 0.1 | 0
21:00 | -7.3 | -34.3 | 0 | 0 | 286.4 | 296.2 | 292.9 | 0.1 | 0
22:00 | -11.6 | -21 | 0 | 0 | 285.7 | 296.1 | 292.6 | 0.2 | 0
23:00 | -13.8 | -7 | 0 | 0 | 284.8 | 296.1 | 292.3 | 0.2 | 0
July
| solar | solar | direct | diffuse | outdoor | indoor | window | heating | blinds
| altitude | azimuth | radiation | radiation | temp. | temp. | temp. | load | closed
| (degrees) | (degrees) | (W-h/m2) | (W-h/m2) | (K) | (K) | (K) | (W-h/m2) | (% time)
midnight | -15.9 | 7.2 | 0 | 0 | 286.4 | 294.6 | 292 | 16.4 | 0
1:00 | -13.7 | 21.5 | 0 | 0 | 286.1 | 294.2 | 291.5 | 20 | 0
2:00 | -9.3 | 35.1 | 0 | 0 | 285.6 | 294.1 | 291.3 | 20.5 | 0
3:00 | -3.3 | 47.8 | 0 | 0 | 285.3 | 294.1 | 291.2 | 19 | 0
4:00 | 4 | 59.7 | 7.4 | 13.9 | 285.5 | 294.3 | 291.6 | 19.9 | 0
5:00 | 12.3 | 71 | 22.1 | 43.4 | 285.8 | 294.9 | 292.5 | 16.6 | 0
6:00 | 21.1 | 82.3 | 12.9 | 72.5 | 286.4 | 295.5 | 293.3 | 16.3 | 0
7:00 | 30.2 | 94.1 | 0 | 90.2 | 286.8 | 295.8 | 293.9 | 14.2 | 0
8:00 | 39.2 | 107.3 | 0 | 107.5 | 287.6 | 296.7 | 295.1 | 0.1 | 0
9:00 | 47.4 | 122.8 | 0 | 130 | 288.7 | 297.3 | 295.7 | 0 | 0
10:00 | 54.2 | 142.4 | 0 | 152.9 | 289.7 | 297.6 | 296.5 | 0 | 0
11:00 | 58.1 | 166.6 | 0 | 166.1 | 290.7 | 297.6 | 297 | 0 | 0
noon | 58.1 | -166.6 | 0 | 174.3 | 291.7 | 297.9 | 297.7 | 0 | 0
13:00 | 54.2 | -142.4 | 0 | 161.4 | 292.5 | 298.1 | 298 | 0 | 0
14:00 | 47.4 | -122.8 | 0 | 145.3 | 292.9 | 297.7 | 297.7 | 0 | 0
15:00 | 39.2 | -107.3 | 0 | 120.5 | 293 | 297.6 | 297.3 | 0 | 0
16:00 | 30.2 | -94.1 | 0 | 114.7 | 292.8 | 297.5 | 297.2 | 0 | 0
17:00 | 21.1 | -82.3 | 18.9 | 91.1 | 292.4 | 297.4 | 296.9 | 0 | 0
18:00 | 12.3 | -71 | 59.5 | 68.5 | 291.5 | 297.7 | 296.9 | 0 | 0
19:00 | 4 | -59.7 | 57.7 | 35.1 | 290.4 | 297.6 | 296.2 | 0 | 0
20:00 | -3.3 | -47.8 | 0 | 0 | 289.3 | 297.1 | 294.5 | 0 | 0
21:00 | -9.3 | -35.1 | 0 | 0 | 288.4 | 296.9 | 294.1 | 0 | 0
22:00 | -13.7 | -21.5 | 0 | 0 | 287.5 | 297 | 293.8 | 0 | 0
23:00 | -15.9 | -7.2 | 0 | 0 | 286.8 | 296.9 | 293.7 | 0 | 0
August
| solar | solar | direct | diffuse | outdoor | indoor | window | heating | blinds
| altitude | azimuth | radiation | radiation | temp. | temp. | temp. | load | closed
| (degrees) | (degrees) | (W-h/m2) | (W-h/m2) | (K) | (K) | (K) | (W-h/m2) | (% time)
midnight | -23.7 | 7.9 | 0 | 0 | 286.4 | 294.5 | 291.9 | 14.4 | 0
1:00 | -21.3 | 23.5 | 0 | 0 | 286 | 294.2 | 291.5 | 15.9 | 0
2:00 | -16.6 | 38.1 | 0 | 0 | 285.9 | 294.1 | 291.4 | 17.6 | 0
3:00 | -10.1 | 51.6 | 0 | 0 | 285.4 | 294.1 | 291.2 | 18.9 | 0
4:00 | -2.4 | 64.1 | 0 | 0 | 285.1 | 294.1 | 291.1 | 21.2 | 0
5:00 | 6 | 75.9 | 12.7 | 19 | 285.3 | 294.4 | 291.7 | 19.5 | 0
6:00 | 15.1 | 87.6 | 5.8 | 45.6 | 285.9 | 295 | 292.4 | 17.8 | 0
7:00 | 24.2 | 99.7 | 0 | 76 | 286.5 | 295.4 | 293.3 | 17.7 | 0
8:00 | 32.9 | 113.1 | 0 | 96.4 | 287.3 | 296.7 | 294.7 | 0 | 0
9:00 | 40.7 | 128.5 | 0 | 119 | 288.2 | 297.2 | 295.5 | 0 | 0
10:00 | 46.9 | 146.9 | 0 | 144.3 | 289.3 | 296.9 | 296.1 | 0.1 | 0
11:00 | 50.3 | 168.5 | 0 | 156.9 | 290.4 | 297.2 | 296.6 | 0 | 0
noon | 50.3 | -168.5 | 0 | 169.1 | 291.3 | 297.7 | 297.4 | 0 | 0
13:00 | 46.9 | -146.9 | 0 | 150.2 | 292 | 297.8 | 297.6 | 0 | 0
14:00 | 40.7 | -128.5 | 0 | 130.8 | 292.5 | 297.8 | 297.6 | 0 | 0
15:00 | 32.9 | -113.1 | 0 | 103.7 | 292.6 | 297.8 | 297.2 | 0 | 0
16:00 | 24.2 | -99.7 | 0 | 76.7 | 292.2 | 297.7 | 296.8 | 0 | 0
17:00 | 15.1 | -87.6 | 6.3 | 56.4 | 291.7 | 297.6 | 296.2 | 0 | 0
18:00 | 6 | -75.9 | 24.9 | 35.1 | 290.9 | 297.3 | 295.8 | 0 | 0
19:00 | -2.4 | -64.1 | 0 | 6 | 289.9 | 297.3 | 294.8 | 0 | 0
20:00 | -10.1 | -51.6 | 0 | 0 | 289 | 297 | 294.4 | 0 | 0
21:00 | -16.6 | -38.1 | 0 | 0 | 288.1 | 296.9 | 294 | 0 | 0
22:00 | -21.3 | -23.5 | 0 | 0 | 287.3 | 296.7 | 293.5 | 0 | 0
23:00 | -23.7 | -7.9 | 0 | 0 | 286.6 | 296.6 | 293.4 | 0 | 0
September
| solar | solar | direct | diffuse | outdoor | indoor | window | heating | blinds
| altitude | azimuth | radiation | radiation | temp. | temp. | temp. | load | closed
| (degrees) | (degrees) | (W-h/m2) | (W-h/m2) | (K) | (K) | (K) | (W-h/m2) | (% time)
midnight | -35.1 | 9.1 | 0 | 0 | 284.9 | 294.5 | 291.4 | 42.9 | 0
1:00 | -32.3 | 26.9 | 0 | 0 | 284.8 | 294.3 | 291.2 | 43.5 | 0
2:00 | -27.1 | 43.1 | 0 | 0 | 284.5 | 294.2 | 291 | 43 | 0
3:00 | -20 | 57.5 | 0 | 0 | 284.3 | 294.1 | 290.9 | 42.5 | 0
4:00 | -11.8 | 70.6 | 0 | 0 | 284.1 | 294.1 | 290.8 | 43.2 | 0
5:00 | -3 | 82.8 | 0 | 0.3 | 284 | 294.1 | 290.8 | 45.4 | 0
6:00 | 6 | 94.7 | 0 | 19.9 | 284.3 | 294.2 | 291.1 | 42.6 | 0
7:00 | 15 | 107 | 0 | 44.4 | 284.7 | 294.7 | 291.8 | 37.4 | 0
8:00 | 23.3 | 120.2 | 0 | 67.9 | 285.4 | 297 | 293.8 | 0.3 | 0
9:00 | 30.6 | 135 | 0 | 89.9 | 286.1 | 296.9 | 294.3 | 0.5 | 0
10:00 | 36 | 151.7 | 0 | 104.9 | 286.8 | 297.1 | 294.7 | 0.3 | 0
11:00 | 39 | 170.3 | 0 | 105.9 | 287.6 | 296.8 | 295 | 0.3 | 0
noon | 39 | -170.3 | 0 | 104.9 | 288.3 | 296.9 | 295.3 | 0.2 | 0
13:00 | 36 | -151.7 | 0 | 101.4 | 288.9 | 297.5 | 295.5 | 0.2 | 0
14:00 | 30.6 | -135 | 0 | 92.6 | 289.4 | 297.1 | 295.6 | 0.2 | 0
15:00 | 23.3 | -120.2 | 0 | 73.2 | 289.5 | 297 | 295.4 | 0.1 | 0
16:00 | 15 | -107 | 0 | 44.6 | 289.3 | 296.9 | 295.1 | 0.1 | 0
17:00 | 6 | -94.7 | 0 | 23.9 | 288.6 | 296.8 | 294.4 | 0.1 | 0
18:00 | -3 | -82.8 | 0 | 2.4 | 287.8 | 296.8 | 293.9 | 0.1 | 0
19:00 | -11.8 | -70.6 | 0 | 0 | 287.1 | 296.6 | 293.7 | 0.2 | 0
20:00 | -20 | -57.5 | 0 | 0 | 286.5 | 296.7 | 293.3 | 0 | 0
21:00 | -27.1 | -43.1 | 0 | 0 | 285.9 | 296.8 | 293.1 | 0.3 | 0
22:00 | -32.3 | -26.9 | 0 | 0 | 285.3 | 296.7 | 293.1 | 0.1 | 0
23:00 | -35.1 | -9.1 | 0 | 0 | 285 | 296.9 | 292.8 | 0.2 | 0
October
| solar | solar | direct | diffuse | outdoor | indoor | window | heating | blinds
| altitude | azimuth | radiation | radiation | temp. | temp. | temp. | load | closed
| (degrees) | (degrees) | (W-h/m2) | (W-h/m2) | (K) | (K) | (K) | (W-h/m2) | (% time)
midnight | -47 | 10.8 | 0 | 0 | 282.1 | 294.1 | 290.2 | 58.8 | 0
1:00 | -43.7 | 31.4 | 0 | 0 | 282.1 | 294.1 | 290.2 | 58.1 | 0
2:00 | -37.8 | 49.3 | 0 | 0 | 282 | 294.1 | 290.1 | 59.5 | 0
3:00 | -30.1 | 64.6 | 0 | 0 | 281.8 | 294.1 | 290.1 | 60.5 | 0
4:00 | -21.5 | 78 | 0 | 0 | 281.8 | 294.1 | 290.1 | 61.9 | 0
5:00 | -12.4 | 90.2 | 0 | 0 | 281.7 | 294.1 | 290 | 66.7 | 0
6:00 | -3.4 | 102 | 0 | 0.8 | 281.8 | 294.1 | 290.1 | 67.4 | 0
7:00 | 5.2 | 114 | 0 | 16.8 | 282.2 | 294.1 | 290.4 | 65.5 | 0
8:00 | 13 | 126.6 | 0 | 37.6 | 282.6 | 296.2 | 292.3 | 0.3 | 0
9:00 | 19.7 | 140.4 | 0 | 61.3 | 283.3 | 296.3 | 292.4 | 1 | 0
10:00 | 24.5 | 155.5 | 0 | 70.4 | 283.9 | 296 | 292.9 | 0.9 | 0
11:00 | 27.1 | 171.7 | 0 | 81.3 | 284.6 | 296.3 | 293.1 | 0.7 | 0
noon | 27.1 | -171.7 | 0 | 79 | 285.1 | 296.2 | 293.3 | 0.8 | 0
13:00 | 24.5 | -155.5 | 0 | 65.6 | 285.4 | 296.3 | 293.3 | 0.7 | 0
14:00 | 19.7 | -140.4 | 0 | 49.7 | 285.5 | 296 | 293.3 | 0.7 | 0
15:00 | 13 | -126.6 | 0 | 33.4 | 285.3 | 296 | 292.9 | 0.4 | 0
16:00 | 5.2 | -114 | 0 | 14.6 | 284.7 | 296.2 | 292.4 | 0.1 | 0
17:00 | -3.4 | -102 | 0 | 0.4 | 284.1 | 296.4 | 292.2 | 0.2 | 0
18:00 | -12.4 | -90.2 | 0 | 0 | 283.5 | 295.9 | 291.9 | 0.3 | 0
19:00 | -21.5 | -78 | 0 | 0 | 283.1 | 296.1 | 292 | 0.3 | 0
20:00 | -30.1 | -64.6 | 0 | 0 | 282.8 | 296.2 | 291.8 | 0.1 | 0
21:00 | -37.8 | -49.3 | 0 | 0 | 282.5 | 296.3 | 291.7 | 0.3 | 0
22:00 | -43.7 | -31.4 | 0 | 0 | 282.4 | 296.1 | 291.7 | 0.1 | 0
23:00 | -47 | -10.8 | 0 | 0 | 282.2 | 296.3 | 291.6 | 0.2 | 0
November
| solar | solar | direct | diffuse | outdoor | indoor | window | heating | blinds
| altitude | azimuth | radiation | radiation | temp. | temp. | temp. | load | closed
| (degrees) | (degrees) | (W-h/m2) | (W-h/m2) | (K) | (K) | (K) | (W-h/m2) | (% time)
midnight | -56.2 | 12.8 | 0 | 0 | 278.9 | 294.1 | 289.1 | 105.2 | 0
1:00 | -52.4 | 36.3 | 0 | 0 | 278.8 | 294.1 | 289.1 | 105.5 | 0
2:00 | -45.8 | 55.6 | 0 | 0 | 278.6 | 294.1 | 289.1 | 111.7 | 0
3:00 | -37.7 | 71.1 | 0 | 0 | 278.5 | 294.1 | 289 | 108.1 | 0
4:00 | -28.8 | 84.3 | 0 | 0 | 278.4 | 294.1 | 289 | 104 | 0
5:00 | -19.7 | 96.2 | 0 | 0 | 278.4 | 294.1 | 289 | 107.5 | 0
6:00 | -10.7 | 107.7 | 0 | 0 | 278.3 | 294.1 | 289 | 107.9 | 0
7:00 | -2.4 | 119.2 | 0 | 1 | 278.2 | 294.1 | 288.9 | 108.5 | 0
8:00 | 5 | 131.2 | 0 | 16 | 278.4 | 295.6 | 290.3 | 0 | 0
9:00 | 11.1 | 144.1 | 0 | 30.1 | 278.8 | 296.2 | 290.7 | 0.6 | 0
10:00 | 15.5 | 157.9 | 0 | 45.9 | 279.2 | 295.8 | 291 | 1.7 | 0
11:00 | 17.8 | 172.5 | 0 | 57.8 | 279.7 | 295.6 | 291.3 | 1.7 | 0
noon | 17.8 | -172.5 | 0 | 55.3 | 280.1 | 295.5 | 291.4 | 1.1 | 0
13:00 | 15.5 | -157.9 | 0 | 47.3 | 280.3 | 296 | 291.4 | 1.1 | 0
14:00 | 11.1 | -144.1 | 0 | 30.2 | 280.4 | 295.8 | 291.4 | 1.1 | 0
15:00 | 5 | -131.2 | 0 | 12.9 | 280.2 | 295.7 | 291 | 0.5 | 0
16:00 | -2.4 | -119.2 | 0 | 0 | 280 | 295.8 | 290.7 | 0.1 | 0
17:00 | -10.7 | -107.7 | 0 | 0 | 279.7 | 295.7 | 290.6 | 0.2 | 0
18:00 | -19.7 | -96.2 | 0 | 0 | 279.6 | 295.7 | 290.5 | 0.1 | 0
19:00 | -28.8 | -84.3 | 0 | 0 | 279.4 | 295.6 | 290.5 | 0.2 | 0
20:00 | -37.7 | -71.1 | 0 | 0 | 279.4 | 295.7 | 290.5 | 0.1 | 0
21:00 | -45.8 | -55.6 | 0 | 0 | 279.2 | 295.8 | 290.2 | 0.1 | 0
22:00 | -52.4 | -36.3 | 0 | 0 | 279 | 295.7 | 290.3 | 0.2 | 0
23:00 | -56.2 | -12.8 | 0 | 0 | 278.8 | 295.5 | 289.9 | 0.1 | 0
December
| solar | solar | direct | diffuse | outdoor | indoor | window | heating | blinds
| altitude | azimuth | radiation | radiation | temp. | temp. | temp. | load | closed
| (degrees) | (degrees) | (W-h/m2) | (W-h/m2) | (K) | (K) | (K) | (W-h/m2) | (% time)
midnight | -60.2 | 13.9 | 0 | 0 | 276.9 | 294.1 | 288.5 | 110.2 | 0
1:00 | -56.1 | 39.1 | 0 | 0 | 276.8 | 294.1 | 288.5 | 113.8 | 0
2:00 | -49.2 | 58.9 | 0 | 0 | 276.8 | 294.1 | 288.5 | 114.1 | 0
3:00 | -40.9 | 74.4 | 0 | 0 | 276.8 | 294.1 | 288.5 | 114.1 | 0
4:00 | -31.9 | 87.4 | 0 | 0 | 276.9 | 294.1 | 288.5 | 111.5 | 0
5:00 | -22.8 | 99.1 | 0 | 0 | 277 | 294.1 | 288.5 | 114.5 | 0
6:00 | -14 | 110.2 | 0 | 0 | 276.9 | 294.1 | 288.5 | 111.6 | 0
7:00 | -5.8 | 121.5 | 0 | 0 | 276.9 | 294.1 | 288.5 | 108.9 | 0
8:00 | 1.4 | 133.2 | 0 | 1.8 | 277.1 | 295 | 289 | 0 | 0
9:00 | 7.3 | 145.7 | 0 | 14.9 | 277.3 | 295.7 | 290 | 0.3 | 0
10:00 | 11.6 | 158.9 | 0 | 28.6 | 277.7 | 296.1 | 290.4 | 0.7 | 0
11:00 | 13.8 | 172.9 | 0 | 36.8 | 277.9 | 296 | 290.5 | 1.4 | 0
noon | 13.8 | -172.9 | 0 | 37.9 | 278.2 | 295.8 | 290.6 | 1.4 | 0
13:00 | 11.6 | -158.9 | 0 | 29 | 278.4 | 296.1 | 290.4 | 0.8 | 0
14:00 | 7.3 | -145.7 | 0 | 18.1 | 278.3 | 295.7 | 290.4 | 1 | 0
15:00 | 1.4 | -133.2 | 0 | 4.7 | 278.2 | 296.1 | 290.3 | 0.1 | 0
16:00 | -5.8 | -121.5 | 0 | 0 | 277.8 | 296 | 290.1 | 0.3 | 0
17:00 | -14 | -110.2 | 0 | 0 | 277.7 | 295.8 | 290 | 0.2 | 0
18:00 | -22.8 | -99.1 | 0 | 0 | 277.5 | 295.6 | 289.8 | 0.2 | 0
19:00 | -31.9 | -87.4 | 0 | 0 | 277.5 | 296 | 289.9 | 0 | 0
20:00 | -40.9 | -74.4 | 0 | 0 | 277.3 | 295.7 | 289.8 | 0.3 | 0
21:00 | -49.2 | -58.9 | 0 | 0 | 277.1 | 295.8 | 289.8 | 0.1 | 0
22:00 | -56.1 | -39.1 | 0 | 0 | 277.1 | 295.9 | 289.7 | 0 | 0
23:00 | -60.2 | -13.9 | 0 | 0 | 277 | 295.7 | 289.7 | 0.3 | 0

## Sheet96
Scenario One (blue)
Tue Dec 03 2019 23:44:29 GMT+0000 (Greenwich Mean Time)
Setup Information:
Building
Location | UK - London
Building length, side A | N/A
Building length, side B | N/A
Simulation Type
Simulation Type | one_sided
Window Description
Typology | dgu_nb
Glazing Type | clear
Window Area | 96%
Wall Description
Insulation R-Value | 99999999.9 m2-K/W
Occupancy
Type | Low-rise Residential
Occupancy Load | 0.000 people per m2
Lighting Requirements | 400 lux
Equipment Load | 0.00 W/m2
Room Ventilation
Air Change Rate per Occupant | 15.0 liters / sec per person
Total Air Change Rate | 0.0 roomfuls per hour
Lighting Control
Lighting Control | lights do not respond to daylight: all lights fully on while building is occupied
Representative Room
Orientation | north
Room Depth | 27 m
Room Width | 5 m
Room Height | 2.2 m
Thermal Mass
Thermal Mass | none
Overhang
Overhang Depth | 0 m
Roof
Roof Type | adiabatic roof
Simulation Results:
Primary Energy Use and CO2 Emissions
| heating | cooling | lighting | total | CO2
| energy | energy | energy | energy | emissions
| (kWh/m2) | (kWh/m2) | (kWh/m2) | (kWh/m2) | (kg/m2)
January | 33.4 | 0 | 7.3 | 40.7 | 8.1
February | 28.1 | 0 | 6.6 | 34.7 | 6.9
March | 32.2 | 0 | 7.3 | 39.5 | 7.9
April | 26.1 | 0 | 7.1 | 33.2 | 6.6
May | 18.9 | 0 | 7.3 | 26.2 | 5.2
June | 9.5 | 0 | 7.1 | 16.6 | 3.3
July | 4.4 | 0 | 7.3 | 11.7 | 2.3
August | 4.4 | 0 | 7.3 | 11.7 | 2.3
September | 10.3 | 0 | 7.1 | 17.4 | 3.5
October | 15.7 | 0 | 7.3 | 23 | 4.6
November | 26 | 0 | 7.1 | 33.1 | 6.6
December | 28.1 | 0 | 7.3 | 35.4 | 7.1
Total | 237.1 | 0 | 86.1 | 323.2 | 64.6 | yearly energy
January
| solar | solar | direct | diffuse | outdoor | indoor | window | heating | blinds
| altitude | azimuth | radiation | radiation | temp. | temp. | temp. | load | closed
| (degrees) | (degrees) | (W-h/m2) | (W-h/m2) | (K) | (K) | (K) | (W-h/m2) | (% time)
midnight | -58.1 | 13.3 | 0 | 0 | 275.9 | 294.1 | 288.2 | 137.7 | 0
1:00 | -54.2 | 37.6 | 0 | 0 | 275.8 | 294.1 | 288.2 | 136.8 | 0
2:00 | -47.5 | 57.1 | 0 | 0 | 275.8 | 294.1 | 288.2 | 135.3 | 0
3:00 | -39.2 | 72.7 | 0 | 0 | 275.7 | 294.1 | 288.1 | 131.1 | 0
4:00 | -30.2 | 85.8 | 0 | 0 | 275.6 | 294.1 | 288.1 | 133.8 | 0
5:00 | -21.1 | 97.6 | 0 | 0 | 275.6 | 294.1 | 288.1 | 133.7 | 0
6:00 | -12.3 | 108.9 | 0 | 0 | 275.5 | 294.1 | 288.1 | 131.4 | 0
7:00 | -4 | 120.3 | 0 | 0 | 275.5 | 294.1 | 288.1 | 130.2 | 0
8:00 | 3.3 | 132.2 | 0 | 5.1 | 275.7 | 294.8 | 288.6 | 0 | 0
9:00 | 9.3 | 144.9 | 0 | 20.2 | 276.1 | 295.6 | 289.4 | 0.3 | 0
10:00 | 13.6 | 158.4 | 0 | 34.6 | 276.5 | 296 | 290 | 0.9 | 0
11:00 | 15.9 | 172.7 | 0 | 40.5 | 276.7 | 296.1 | 290.2 | 1.6 | 0
noon | 15.9 | -172.7 | 0 | 42.7 | 277.2 | 295.9 | 290.2 | 1.5 | 0
13:00 | 13.6 | -158.4 | 0 | 38.1 | 277.6 | 295.7 | 290.3 | 1.3 | 0
14:00 | 9.3 | -144.9 | 0 | 26.7 | 277.5 | 295.9 | 290.3 | 1 | 0
15:00 | 3.3 | -132.2 | 0 | 13.2 | 277.3 | 296.1 | 290 | 0.1 | 0
16:00 | -4 | -120.3 | 0 | 0.6 | 277 | 295.9 | 289.9 | 0 | 0
17:00 | -12.3 | -108.9 | 0 | 0 | 276.8 | 295.9 | 289.7 | 0.1 | 0
18:00 | -21.1 | -97.6 | 0 | 0 | 276.5 | 295.7 | 289.5 | 0.1 | 0
19:00 | -30.2 | -85.8 | 0 | 0 | 276.3 | 295.4 | 289.3 | 0.2 | 0
20:00 | -39.2 | -72.7 | 0 | 0 | 276.1 | 295.5 | 289.2 | 0.1 | 0
21:00 | -47.5 | -57.1 | 0 | 0 | 276.1 | 295.4 | 289.3 | 0.1 | 0
22:00 | -54.2 | -37.6 | 0 | 0 | 276 | 295.3 | 289 | 0.2 | 0
23:00 | -58.1 | -13.3 | 0 | 0 | 275.9 | 295.4 | 289.1 | 0.1 | 0
February
| solar | solar | direct | diffuse | outdoor | indoor | window | heating | blinds
| altitude | azimuth | radiation | radiation | temp. | temp. | temp. | load | closed
| (degrees) | (degrees) | (W-h/m2) | (W-h/m2) | (K) | (K) | (K) | (W-h/m2) | (% time)
midnight | -50.4 | 11.4 | 0 | 0 | 275.4 | 294.1 | 288 | 118.3 | 0
1:00 | -46.9 | 33 | 0 | 0 | 275.3 | 294.1 | 288 | 112.4 | 0
2:00 | -40.8 | 51.4 | 0 | 0 | 275.2 | 294.1 | 288 | 116.6 | 0
3:00 | -32.9 | 66.9 | 0 | 0 | 275.2 | 294.1 | 288 | 123.1 | 0
4:00 | -24.2 | 80.2 | 0 | 0 | 275.2 | 294.1 | 288 | 125.1 | 0
5:00 | -15.1 | 92.3 | 0 | 0 | 275.1 | 294.1 | 287.9 | 129.7 | 0
6:00 | -6.1 | 104 | 0 | 0 | 275.1 | 294.1 | 287.9 | 129.5 | 0
7:00 | 2.4 | 115.9 | 0 | 2.3 | 275.1 | 294.1 | 288 | 133.1 | 0
8:00 | 10.1 | 128.3 | 0 | 20.6 | 275.5 | 295.5 | 289.1 | 0 | 0
9:00 | 16.5 | 141.8 | 0 | 40.4 | 276.1 | 296.1 | 289.7 | 1.4 | 0
10:00 | 21.2 | 156.4 | 0 | 55.1 | 276.7 | 295.9 | 290.6 | 2.4 | 0
11:00 | 23.7 | 172 | 0 | 60.6 | 277.3 | 295.9 | 290.4 | 2.2 | 0
noon | 23.7 | -172 | 0 | 65.1 | 277.9 | 295.8 | 290.9 | 2.2 | 0
13:00 | 21.2 | -156.4 | 0 | 57 | 278.4 | 296.1 | 290.8 | 1.9 | 0
14:00 | 16.5 | -141.8 | 0 | 53.5 | 278.5 | 296.1 | 290.8 | 2 | 0
15:00 | 10.1 | -128.3 | 0 | 36 | 278.3 | 295.8 | 290.5 | 1.5 | 0
16:00 | 2.4 | -115.9 | 0 | 14.5 | 277.7 | 296 | 290.4 | 0.7 | 0
17:00 | -6.1 | -104 | 0 | 0.3 | 277.1 | 296.1 | 289.9 | 0 | 0
18:00 | -15.1 | -92.3 | 0 | 0 | 276.7 | 295.5 | 289.4 | 0.2 | 0
19:00 | -24.2 | -80.2 | 0 | 0 | 276.3 | 295.6 | 289.3 | 0 | 0
20:00 | -32.9 | -66.9 | 0 | 0 | 276 | 295.6 | 289.3 | 0 | 0
21:00 | -40.8 | -51.4 | 0 | 0 | 275.7 | 295.4 | 289 | 0.2 | 0
22:00 | -46.9 | -33 | 0 | 0 | 275.5 | 295.3 | 288.9 | 0.1 | 0
23:00 | -50.4 | -11.4 | 0 | 0 | 275.4 | 295.3 | 288.9 | 0.1 | 0
March
| solar | solar | direct | diffuse | outdoor | indoor | window | heating | blinds
| altitude | azimuth | radiation | radiation | temp. | temp. | temp. | load | closed
| (degrees) | (degrees) | (W-h/m2) | (W-h/m2) | (K) | (K) | (K) | (W-h/m2) | (% time)
midnight | -39 | 9.6 | 0 | 0 | 276.9 | 294.1 | 288.5 | 129.8 | 0
1:00 | -36 | 28.2 | 0 | 0 | 276.8 | 294.1 | 288.5 | 133.4 | 0
2:00 | -30.6 | 45 | 0 | 0 | 276.7 | 294.1 | 288.4 | 137.6 | 0
3:00 | -23.4 | 59.7 | 0 | 0 | 276.5 | 294.1 | 288.4 | 130.1 | 0
4:00 | -15 | 72.9 | 0 | 0 | 276.3 | 294.1 | 288.3 | 131.4 | 0
5:00 | -6.1 | 85.2 | 0 | 0 | 276.4 | 294.1 | 288.3 | 126.2 | 0
6:00 | 2.9 | 97.1 | 0 | 4.1 | 276.6 | 294.1 | 288.4 | 118.6 | 0
7:00 | 11.8 | 109.3 | 0 | 24.9 | 276.9 | 294.1 | 288.8 | 114.5 | 0
8:00 | 20 | 122.4 | 0 | 48.1 | 277.4 | 296.1 | 290.2 | 0.9 | 0
9:00 | 27 | 136.9 | 0 | 66.7 | 278 | 295.9 | 290.8 | 1.7 | 0
10:00 | 32.2 | 153.1 | 0 | 85.8 | 278.8 | 295.6 | 291.5 | 1.9 | 0
11:00 | 35.1 | 170.8 | 0 | 100 | 279.8 | 295.8 | 291.6 | 2.2 | 0
noon | 35.1 | -170.8 | 0 | 101.7 | 280.5 | 295.8 | 292 | 2.2 | 0
13:00 | 32.2 | -153.1 | 0 | 93 | 281.2 | 296 | 292.3 | 1.5 | 0
14:00 | 27 | -136.9 | 0 | 79.8 | 281.5 | 296 | 292.3 | 1.4 | 0
15:00 | 20 | -122.4 | 0 | 58.9 | 281.4 | 296 | 291.8 | 1.4 | 0
16:00 | 11.8 | -109.3 | 0 | 34.5 | 280.9 | 295.8 | 291.3 | 1.1 | 0
17:00 | 2.9 | -97.1 | 0 | 15.4 | 280.1 | 295.9 | 290.8 | 0.7 | 0
18:00 | -6.1 | -85.2 | 0 | 0 | 279.4 | 295.7 | 290.5 | 0.3 | 0
19:00 | -15 | -72.9 | 0 | 0 | 278.7 | 295.8 | 290.1 | 0.3 | 0
20:00 | -23.4 | -59.7 | 0 | 0 | 278.2 | 295.5 | 290.2 | 0.4 | 0
21:00 | -30.6 | -45 | 0 | 0 | 277.8 | 295.5 | 289.7 | 0.5 | 0
22:00 | -36 | -28.2 | 0 | 0 | 277.3 | 295.4 | 289.6 | 0.4 | 0
23:00 | -39 | -9.6 | 0 | 0 | 277.1 | 295.7 | 289.6 | 0.3 | 0
April
| solar | solar | direct | diffuse | outdoor | indoor | window | heating | blinds
| altitude | azimuth | radiation | radiation | temp. | temp. | temp. | load | closed
| (degrees) | (degrees) | (W-h/m2) | (W-h/m2) | (K) | (K) | (K) | (W-h/m2) | (% time)
midnight | -27.1 | 8.3 | 0 | 0 | 278.5 | 294.1 | 289 | 106.4 | 0
1:00 | -24.5 | 24.4 | 0 | 0 | 278.2 | 294.1 | 288.9 | 104.8 | 0
2:00 | -19.7 | 39.5 | 0 | 0 | 278 | 294.1 | 288.9 | 106.5 | 0
3:00 | -13.1 | 53.3 | 0 | 0 | 277.7 | 294.1 | 288.8 | 108.5 | 0
4:00 | -5.2 | 66 | 0 | 0 | 277.4 | 294.1 | 288.7 | 107.5 | 0
5:00 | 3.4 | 78 | 3 | 8 | 277.6 | 294.1 | 288.8 | 106.1 | 0
6:00 | 12.4 | 89.8 | 0.4 | 33.9 | 278.1 | 294.1 | 289.2 | 108.3 | 0
7:00 | 21.5 | 102 | 0 | 60.7 | 278.8 | 294.1 | 289.8 | 103.9 | 0
8:00 | 30.1 | 115.3 | 0 | 79.7 | 279.5 | 295.8 | 291.6 | 1.7 | 0
9:00 | 37.7 | 130.6 | 0 | 102.3 | 280.6 | 296.3 | 292 | 2.4 | 0
10:00 | 43.7 | 148.5 | 0 | 121.4 | 281.5 | 295.9 | 292.9 | 2.5 | 0
11:00 | 47 | 169.1 | 0 | 133.9 | 282.5 | 296.1 | 293.1 | 2 | 0
noon | 47 | -169.1 | 0 | 135.6 | 283.5 | 295.9 | 293.2 | 1.7 | 0
13:00 | 43.7 | -148.5 | 0 | 127.4 | 284.2 | 296.1 | 293.5 | 1.4 | 0
14:00 | 37.7 | -130.6 | 0 | 116.3 | 284.7 | 295.8 | 293.6 | 1.2 | 0
15:00 | 30.1 | -115.3 | 0 | 86.8 | 285 | 295.5 | 293.3 | 0.9 | 0
16:00 | 21.5 | -102 | 0 | 66.8 | 284.7 | 296.3 | 292.8 | 0.8 | 0
17:00 | 12.4 | -89.8 | 0.5 | 41.3 | 283.9 | 296.4 | 292.4 | 0.8 | 0
18:00 | 3.4 | -78 | 12.3 | 16.4 | 283 | 295.8 | 292.1 | 0.9 | 0
19:00 | -5.2 | -66 | 0 | 0 | 282 | 296.2 | 291.4 | 0.2 | 0
20:00 | -13.1 | -53.3 | 0 | 0 | 281 | 296 | 291.2 | 0.2 | 0
21:00 | -19.7 | -39.5 | 0 | 0 | 280 | 296.4 | 291 | 0.2 | 0
22:00 | -24.5 | -24.4 | 0 | 0 | 279.3 | 296.3 | 290.6 | 0.4 | 0
23:00 | -27.1 | -8.3 | 0 | 0 | 278.6 | 296.2 | 290.4 | 0.2 | 0
May
| solar | solar | direct | diffuse | outdoor | indoor | window | heating | blinds
| altitude | azimuth | radiation | radiation | temp. | temp. | temp. | load | closed
| (degrees) | (degrees) | (W-h/m2) | (W-h/m2) | (K) | (K) | (K) | (W-h/m2) | (% time)
midnight | -17.9 | 7.4 | 0 | 0 | 281 | 294.1 | 289.8 | 76.5 | 0
1:00 | -15.5 | 22 | 0 | 0 | 280.8 | 294.1 | 289.7 | 77.4 | 0
2:00 | -11.1 | 35.8 | 0 | 0 | 280.5 | 294.1 | 289.7 | 77.8 | 0
3:00 | -5 | 48.7 | 0 | 0 | 280.2 | 294.1 | 289.5 | 76.5 | 0
4:00 | 2.4 | 60.8 | 12.8 | 10.9 | 280.2 | 294.1 | 289.8 | 77.8 | 0
5:00 | 10.7 | 72.3 | 41.5 | 40.6 | 280.5 | 294.1 | 290.5 | 75.6 | 0
6:00 | 19.6 | 83.7 | 18 | 62.9 | 280.9 | 294.1 | 290.6 | 75.6 | 0
7:00 | 28.7 | 95.6 | 0 | 84.8 | 281.8 | 294.1 | 291 | 66.5 | 0
8:00 | 37.6 | 108.8 | 0 | 101.3 | 282.7 | 295.8 | 292.5 | 1 | 0
9:00 | 45.8 | 124.4 | 0 | 131.7 | 283.7 | 296 | 293.5 | 1.2 | 0
10:00 | 52.4 | 143.6 | 0 | 145.9 | 284.8 | 296.2 | 293.8 | 1.2 | 0
11:00 | 56.2 | 167.2 | 0 | 152.2 | 285.8 | 296.2 | 294.4 | 0.7 | 0
noon | 56.2 | -167.2 | 0 | 145.7 | 286.8 | 296.1 | 294.6 | 0.6 | 0
13:00 | 52.4 | -143.6 | 0 | 137.1 | 287.6 | 296.6 | 295.3 | 0.4 | 0
14:00 | 45.8 | -124.4 | 0 | 134.2 | 288 | 296.6 | 295.1 | 0.4 | 0
15:00 | 37.6 | -108.8 | 0 | 116.3 | 288 | 296.5 | 294.9 | 0.3 | 0
16:00 | 28.7 | -95.6 | 0 | 97.6 | 287.9 | 296.2 | 294.5 | 0.3 | 0
17:00 | 19.6 | -83.7 | 19 | 74.3 | 287.3 | 296.1 | 294.1 | 0.3 | 0
18:00 | 10.7 | -72.3 | 47.9 | 48.7 | 286.3 | 296.1 | 294 | 0.3 | 0
19:00 | 2.4 | -60.8 | 25.2 | 18.1 | 285.1 | 296.7 | 293 | 0.1 | 0
20:00 | -5 | -48.7 | 0 | 0 | 284 | 296 | 291.9 | 0.3 | 0
21:00 | -11.1 | -35.8 | 0 | 0 | 283.1 | 296.2 | 291.7 | 0.2 | 0
22:00 | -15.5 | -22 | 0 | 0 | 282.3 | 296 | 291.4 | 0.2 | 0
23:00 | -17.9 | -7.4 | 0 | 0 | 281.5 | 296.3 | 291.4 | 0.1 | 0
June
| solar | solar | direct | diffuse | outdoor | indoor | window | heating | blinds
| altitude | azimuth | radiation | radiation | temp. | temp. | temp. | load | closed
| (degrees) | (degrees) | (W-h/m2) | (W-h/m2) | (K) | (K) | (K) | (W-h/m2) | (% time)
midnight | -13.8 | 7 | 0 | 0 | 284.5 | 294.1 | 290.9 | 43.5 | 0
1:00 | -11.6 | 21 | 0 | 0 | 284.2 | 294.1 | 290.9 | 42.6 | 0
2:00 | -7.3 | 34.3 | 0 | 0 | 283.9 | 294.1 | 290.7 | 39.3 | 0
3:00 | -1.4 | 46.7 | 0 | 0 | 283.6 | 294.1 | 290.6 | 38.3 | 0
4:00 | 5.8 | 58.4 | 47 | 27.4 | 283.7 | 294.2 | 291.6 | 38.3 | 0
5:00 | 14 | 69.7 | 54.6 | 52.4 | 284.2 | 294.3 | 292.1 | 37.6 | 0
6:00 | 22.8 | 80.8 | 26.7 | 76.8 | 284.6 | 294.4 | 292.2 | 38.4 | 0
7:00 | 31.9 | 92.5 | 0 | 90.6 | 285.2 | 294.4 | 292.3 | 37.1 | 0
8:00 | 40.9 | 105.5 | 0 | 104.6 | 286.2 | 296.2 | 294 | 0.3 | 0
9:00 | 49.2 | 121 | 0 | 130.5 | 287.2 | 296.9 | 294.8 | 0.2 | 0
10:00 | 56.1 | 140.8 | 0 | 140.9 | 288.1 | 296.7 | 295.3 | 0.2 | 0
11:00 | 60.2 | 166 | 0 | 149.1 | 289.1 | 297.4 | 296 | 0.2 | 0
noon | 60.2 | -166 | 0 | 150.4 | 290 | 297.9 | 296.8 | 0.1 | 0
13:00 | 56.1 | -140.8 | 0 | 149.6 | 290.6 | 298 | 297.4 | 0 | 0
14:00 | 49.2 | -121 | 0 | 133.5 | 291 | 297.5 | 297.1 | 0 | 0
15:00 | 40.9 | -105.5 | 0 | 111.8 | 291.1 | 297.7 | 296.6 | 0 | 0
16:00 | 31.9 | -92.5 | 0 | 113.1 | 290.9 | 297.2 | 296.4 | 0 | 0
17:00 | 22.8 | -80.8 | 25.1 | 93.4 | 290.2 | 297.1 | 295.9 | 0.2 | 0
18:00 | 14 | -69.7 | 50.8 | 67.2 | 289.3 | 297 | 295.6 | 0.2 | 0
19:00 | 5.8 | -58.4 | 47.8 | 41 | 288.3 | 296.9 | 294.9 | 0.2 | 0
20:00 | -1.4 | -46.7 | 0 | 0 | 287.4 | 296.1 | 293.6 | 0.1 | 0
21:00 | -7.3 | -34.3 | 0 | 0 | 286.4 | 296.3 | 293 | 0.1 | 0
22:00 | -11.6 | -21 | 0 | 0 | 285.7 | 296.2 | 292.5 | 0.2 | 0
23:00 | -13.8 | -7 | 0 | 0 | 284.8 | 295.9 | 292.4 | 0.2 | 0
July
| solar | solar | direct | diffuse | outdoor | indoor | window | heating | blinds
| altitude | azimuth | radiation | radiation | temp. | temp. | temp. | load | closed
| (degrees) | (degrees) | (W-h/m2) | (W-h/m2) | (K) | (K) | (K) | (W-h/m2) | (% time)
midnight | -15.9 | 7.2 | 0 | 0 | 286.4 | 294.6 | 292 | 16.3 | 0
1:00 | -13.7 | 21.5 | 0 | 0 | 286.1 | 294.2 | 291.5 | 20 | 0
2:00 | -9.3 | 35.1 | 0 | 0 | 285.6 | 294.1 | 291.3 | 20.5 | 0
3:00 | -3.3 | 47.8 | 0 | 0 | 285.3 | 294.1 | 291.2 | 19 | 0
4:00 | 4 | 59.7 | 7.4 | 13.9 | 285.5 | 294.3 | 291.6 | 19.9 | 0
5:00 | 12.3 | 71 | 22.1 | 43.4 | 285.8 | 294.9 | 292.5 | 16.5 | 0
6:00 | 21.1 | 82.3 | 12.9 | 72.5 | 286.4 | 295.5 | 293.3 | 16.3 | 0
7:00 | 30.2 | 94.1 | 0 | 90.2 | 286.8 | 295.8 | 293.8 | 14.2 | 0
8:00 | 39.2 | 107.3 | 0 | 107.5 | 287.6 | 296.8 | 295.2 | 0.1 | 0
9:00 | 47.4 | 122.8 | 0 | 130 | 288.7 | 297.2 | 295.6 | 0 | 0
10:00 | 54.2 | 142.4 | 0 | 152.9 | 289.7 | 297.5 | 296.5 | 0 | 0
11:00 | 58.1 | 166.6 | 0 | 166.1 | 290.7 | 297.7 | 297 | 0 | 0
noon | 58.1 | -166.6 | 0 | 174.3 | 291.7 | 298.1 | 297.8 | 0 | 0
13:00 | 54.2 | -142.4 | 0 | 161.4 | 292.5 | 298.2 | 298 | 0 | 0
14:00 | 47.4 | -122.8 | 0 | 145.3 | 292.9 | 297.8 | 297.7 | 0 | 0
15:00 | 39.2 | -107.3 | 0 | 120.5 | 293 | 297.7 | 297.3 | 0 | 0
16:00 | 30.2 | -94.1 | 0 | 114.7 | 292.8 | 297.6 | 297.2 | 0 | 0
17:00 | 21.1 | -82.3 | 18.9 | 91.1 | 292.4 | 297.4 | 296.8 | 0 | 0
18:00 | 12.3 | -71 | 59.5 | 68.5 | 291.5 | 297.7 | 296.9 | 0 | 0
19:00 | 4 | -59.7 | 57.7 | 35.1 | 290.4 | 297.7 | 296.2 | 0 | 0
20:00 | -3.3 | -47.8 | 0 | 0 | 289.3 | 297.1 | 294.6 | 0 | 0
21:00 | -9.3 | -35.1 | 0 | 0 | 288.4 | 297 | 294.3 | 0 | 0
22:00 | -13.7 | -21.5 | 0 | 0 | 287.5 | 297.2 | 293.9 | 0 | 0
23:00 | -15.9 | -7.2 | 0 | 0 | 286.8 | 297 | 293.6 | 0 | 0
August
| solar | solar | direct | diffuse | outdoor | indoor | window | heating | blinds
| altitude | azimuth | radiation | radiation | temp. | temp. | temp. | load | closed
| (degrees) | (degrees) | (W-h/m2) | (W-h/m2) | (K) | (K) | (K) | (W-h/m2) | (% time)
midnight | -23.7 | 7.9 | 0 | 0 | 286.4 | 294.4 | 291.8 | 14.5 | 0
1:00 | -21.3 | 23.5 | 0 | 0 | 286 | 294.2 | 291.5 | 16 | 0
2:00 | -16.6 | 38.1 | 0 | 0 | 285.9 | 294.1 | 291.4 | 17.7 | 0
3:00 | -10.1 | 51.6 | 0 | 0 | 285.4 | 294.1 | 291.2 | 18.9 | 0
4:00 | -2.4 | 64.1 | 0 | 0 | 285.1 | 294.1 | 291.1 | 21.2 | 0
5:00 | 6 | 75.9 | 12.7 | 19 | 285.3 | 294.4 | 291.7 | 19.5 | 0
6:00 | 15.1 | 87.6 | 5.8 | 45.6 | 285.9 | 295 | 292.4 | 17.8 | 0
7:00 | 24.2 | 99.7 | 0 | 76 | 286.5 | 295.5 | 293.3 | 17.6 | 0
8:00 | 32.9 | 113.1 | 0 | 96.4 | 287.3 | 296.7 | 294.7 | 0 | 0
9:00 | 40.7 | 128.5 | 0 | 119 | 288.2 | 297.2 | 295.5 | 0 | 0
10:00 | 46.9 | 146.9 | 0 | 144.3 | 289.3 | 296.9 | 296.1 | 0.1 | 0
11:00 | 50.3 | 168.5 | 0 | 156.9 | 290.4 | 297.4 | 296.6 | 0 | 0
noon | 50.3 | -168.5 | 0 | 169.1 | 291.3 | 297.6 | 297.3 | 0 | 0
13:00 | 46.9 | -146.9 | 0 | 150.2 | 292 | 297.9 | 297.6 | 0 | 0
14:00 | 40.7 | -128.5 | 0 | 130.8 | 292.5 | 297.8 | 297.6 | 0 | 0
15:00 | 32.9 | -113.1 | 0 | 103.7 | 292.6 | 297.8 | 297.3 | 0 | 0
16:00 | 24.2 | -99.7 | 0 | 76.7 | 292.2 | 297.7 | 296.8 | 0 | 0
17:00 | 15.1 | -87.6 | 6.3 | 56.4 | 291.7 | 297.6 | 296.2 | 0 | 0
18:00 | 6 | -75.9 | 24.9 | 35.1 | 290.9 | 297.3 | 295.8 | 0 | 0
19:00 | -2.4 | -64.1 | 0 | 6 | 289.9 | 297 | 294.8 | 0 | 0
20:00 | -10.1 | -51.6 | 0 | 0 | 289 | 297.1 | 294.4 | 0 | 0
21:00 | -16.6 | -38.1 | 0 | 0 | 288.1 | 297.1 | 293.9 | 0 | 0
22:00 | -21.3 | -23.5 | 0 | 0 | 287.3 | 296.9 | 293.5 | 0 | 0
23:00 | -23.7 | -7.9 | 0 | 0 | 286.6 | 296.7 | 293.4 | 0 | 0
September
| solar | solar | direct | diffuse | outdoor | indoor | window | heating | blinds
| altitude | azimuth | radiation | radiation | temp. | temp. | temp. | load | closed
| (degrees) | (degrees) | (W-h/m2) | (W-h/m2) | (K) | (K) | (K) | (W-h/m2) | (% time)
midnight | -35.1 | 9.1 | 0 | 0 | 284.9 | 294.5 | 291.4 | 43 | 0
1:00 | -32.3 | 26.9 | 0 | 0 | 284.8 | 294.3 | 291.2 | 43.5 | 0
2:00 | -27.1 | 43.1 | 0 | 0 | 284.5 | 294.2 | 291 | 43.1 | 0
3:00 | -20 | 57.5 | 0 | 0 | 284.3 | 294.1 | 290.9 | 42.5 | 0
4:00 | -11.8 | 70.6 | 0 | 0 | 284.1 | 294.1 | 290.8 | 43.3 | 0
5:00 | -3 | 82.8 | 0 | 0.3 | 284 | 294.1 | 290.8 | 45.4 | 0
6:00 | 6 | 94.7 | 0 | 19.9 | 284.3 | 294.2 | 291.1 | 42.6 | 0
7:00 | 15 | 107 | 0 | 44.4 | 284.7 | 294.7 | 291.8 | 37.4 | 0
8:00 | 23.3 | 120.2 | 0 | 67.9 | 285.4 | 297 | 293.8 | 0.3 | 0
9:00 | 30.6 | 135 | 0 | 89.9 | 286.1 | 297 | 294.2 | 0.5 | 0
10:00 | 36 | 151.7 | 0 | 104.9 | 286.8 | 297 | 294.7 | 0.3 | 0
11:00 | 39 | 170.3 | 0 | 105.9 | 287.6 | 296.9 | 295 | 0.3 | 0
noon | 39 | -170.3 | 0 | 104.9 | 288.3 | 297.1 | 295.2 | 0.2 | 0
13:00 | 36 | -151.7 | 0 | 101.4 | 288.9 | 297.5 | 295.5 | 0.2 | 0
14:00 | 30.6 | -135 | 0 | 92.6 | 289.4 | 297.2 | 295.8 | 0.2 | 0
15:00 | 23.3 | -120.2 | 0 | 73.2 | 289.5 | 297 | 295.4 | 0.1 | 0
16:00 | 15 | -107 | 0 | 44.6 | 289.3 | 296.7 | 295.2 | 0.1 | 0
17:00 | 6 | -94.7 | 0 | 23.9 | 288.6 | 296.8 | 294.3 | 0.1 | 0
18:00 | -3 | -82.8 | 0 | 2.4 | 287.8 | 296.5 | 293.9 | 0.1 | 0
19:00 | -11.8 | -70.6 | 0 | 0 | 287.1 | 296.7 | 293.7 | 0.2 | 0
20:00 | -20 | -57.5 | 0 | 0 | 286.5 | 296.6 | 293.3 | 0.1 | 0
21:00 | -27.1 | -43.1 | 0 | 0 | 285.9 | 296.9 | 293.2 | 0.1 | 0
22:00 | -32.3 | -26.9 | 0 | 0 | 285.3 | 296.8 | 292.9 | 0.1 | 0
23:00 | -35.1 | -9.1 | 0 | 0 | 285 | 296.7 | 292.8 | 0.2 | 0
October
| solar | solar | direct | diffuse | outdoor | indoor | window | heating | blinds
| altitude | azimuth | radiation | radiation | temp. | temp. | temp. | load | closed
| (degrees) | (degrees) | (W-h/m2) | (W-h/m2) | (K) | (K) | (K) | (W-h/m2) | (% time)
midnight | -47 | 10.8 | 0 | 0 | 282.1 | 294.1 | 290.2 | 59 | 0
1:00 | -43.7 | 31.4 | 0 | 0 | 282.1 | 294.1 | 290.2 | 58.1 | 0
2:00 | -37.8 | 49.3 | 0 | 0 | 282 | 294.1 | 290.1 | 59.6 | 0
3:00 | -30.1 | 64.6 | 0 | 0 | 281.8 | 294.1 | 290.1 | 60.5 | 0
4:00 | -21.5 | 78 | 0 | 0 | 281.8 | 294.1 | 290.1 | 62 | 0
5:00 | -12.4 | 90.2 | 0 | 0 | 281.7 | 294.1 | 290 | 66.7 | 0
6:00 | -3.4 | 102 | 0 | 0.8 | 281.8 | 294.1 | 290.1 | 67.4 | 0
7:00 | 5.2 | 114 | 0 | 16.8 | 282.2 | 294.1 | 290.4 | 65.5 | 0
8:00 | 13 | 126.6 | 0 | 37.6 | 282.6 | 296.2 | 292.3 | 0.3 | 0
9:00 | 19.7 | 140.4 | 0 | 61.3 | 283.3 | 296.2 | 292.4 | 1 | 0
10:00 | 24.5 | 155.5 | 0 | 70.4 | 283.9 | 296 | 292.9 | 1 | 0
11:00 | 27.1 | 171.7 | 0 | 81.3 | 284.6 | 296.2 | 293.2 | 0.7 | 0
noon | 27.1 | -171.7 | 0 | 79 | 285.1 | 296.1 | 293.4 | 0.8 | 0
13:00 | 24.5 | -155.5 | 0 | 65.6 | 285.4 | 296.1 | 293.4 | 0.7 | 0
14:00 | 19.7 | -140.4 | 0 | 49.7 | 285.5 | 295.9 | 293.2 | 0.7 | 0
15:00 | 13 | -126.6 | 0 | 33.4 | 285.3 | 296.2 | 293 | 0.3 | 0
16:00 | 5.2 | -114 | 0 | 14.6 | 284.7 | 296 | 292.5 | 0.2 | 0
17:00 | -3.4 | -102 | 0 | 0.4 | 284.1 | 296.5 | 292.1 | 0.2 | 0
18:00 | -12.4 | -90.2 | 0 | 0 | 283.5 | 295.8 | 292 | 0.3 | 0
19:00 | -21.5 | -78 | 0 | 0 | 283.1 | 296.1 | 291.9 | 0.2 | 0
20:00 | -30.1 | -64.6 | 0 | 0 | 282.8 | 296.3 | 291.8 | 0.2 | 0
21:00 | -37.8 | -49.3 | 0 | 0 | 282.5 | 296.4 | 291.8 | 0.1 | 0
22:00 | -43.7 | -31.4 | 0 | 0 | 282.4 | 296.2 | 291.7 | 0.3 | 0
23:00 | -47 | -10.8 | 0 | 0 | 282.2 | 296.1 | 291.6 | 0.2 | 0
November
| solar | solar | direct | diffuse | outdoor | indoor | window | heating | blinds
| altitude | azimuth | radiation | radiation | temp. | temp. | temp. | load | closed
| (degrees) | (degrees) | (W-h/m2) | (W-h/m2) | (K) | (K) | (K) | (W-h/m2) | (% time)
midnight | -56.2 | 12.8 | 0 | 0 | 278.9 | 294.1 | 289.1 | 105.2 | 0
1:00 | -52.4 | 36.3 | 0 | 0 | 278.8 | 294.1 | 289.1 | 105.6 | 0
2:00 | -45.8 | 55.6 | 0 | 0 | 278.6 | 294.1 | 289.1 | 111.7 | 0
3:00 | -37.7 | 71.1 | 0 | 0 | 278.5 | 294.1 | 289 | 108.1 | 0
4:00 | -28.8 | 84.3 | 0 | 0 | 278.4 | 294.1 | 289 | 104.1 | 0
5:00 | -19.7 | 96.2 | 0 | 0 | 278.4 | 294.1 | 289 | 107.6 | 0
6:00 | -10.7 | 107.7 | 0 | 0 | 278.3 | 294.1 | 289 | 107.9 | 0
7:00 | -2.4 | 119.2 | 0 | 1 | 278.2 | 294.1 | 288.9 | 108.5 | 0
8:00 | 5 | 131.2 | 0 | 16 | 278.4 | 295.5 | 290.2 | 0 | 0
9:00 | 11.1 | 144.1 | 0 | 30.1 | 278.8 | 296.2 | 290.7 | 0.6 | 0
10:00 | 15.5 | 157.9 | 0 | 45.9 | 279.2 | 295.8 | 291 | 1.7 | 0
11:00 | 17.8 | 172.5 | 0 | 57.8 | 279.7 | 295.6 | 291.4 | 1.4 | 0
noon | 17.8 | -172.5 | 0 | 55.3 | 280.1 | 295.7 | 291.5 | 1.1 | 0
13:00 | 15.5 | -157.9 | 0 | 47.3 | 280.3 | 296.1 | 291.4 | 1.3 | 0
14:00 | 11.1 | -144.1 | 0 | 30.2 | 280.4 | 295.7 | 291.3 | 1 | 0
15:00 | 5 | -131.2 | 0 | 12.9 | 280.2 | 295.8 | 291 | 0.5 | 0
16:00 | -2.4 | -119.2 | 0 | 0 | 280 | 295.8 | 290.7 | 0.1 | 0
17:00 | -10.7 | -107.7 | 0 | 0 | 279.7 | 295.9 | 290.6 | 0.1 | 0
18:00 | -19.7 | -96.2 | 0 | 0 | 279.6 | 295.6 | 290.5 | 0.2 | 0
19:00 | -28.8 | -84.3 | 0 | 0 | 279.4 | 295.9 | 290.4 | 0.1 | 0
20:00 | -37.7 | -71.1 | 0 | 0 | 279.4 | 295.8 | 290.3 | 0.2 | 0
21:00 | -45.8 | -55.6 | 0 | 0 | 279.2 | 295.5 | 290.2 | 0.1 | 0
22:00 | -52.4 | -36.3 | 0 | 0 | 279 | 295.7 | 290.1 | 0.2 | 0
23:00 | -56.2 | -12.8 | 0 | 0 | 278.8 | 295.4 | 290.1 | 0.2 | 0
December
| solar | solar | direct | diffuse | outdoor | indoor | window | heating | blinds
| altitude | azimuth | radiation | radiation | temp. | temp. | temp. | load | closed
| (degrees) | (degrees) | (W-h/m2) | (W-h/m2) | (K) | (K) | (K) | (W-h/m2) | (% time)
midnight | -60.2 | 13.9 | 0 | 0 | 276.9 | 294.1 | 288.5 | 110.3 | 0
1:00 | -56.1 | 39.1 | 0 | 0 | 276.8 | 294.1 | 288.5 | 113.8 | 0
2:00 | -49.2 | 58.9 | 0 | 0 | 276.8 | 294.1 | 288.5 | 114.2 | 0
3:00 | -40.9 | 74.4 | 0 | 0 | 276.8 | 294.1 | 288.5 | 114.2 | 0
4:00 | -31.9 | 87.4 | 0 | 0 | 276.9 | 294.1 | 288.5 | 111.5 | 0
5:00 | -22.8 | 99.1 | 0 | 0 | 277 | 294.1 | 288.5 | 114.5 | 0
6:00 | -14 | 110.2 | 0 | 0 | 276.9 | 294.1 | 288.5 | 111.7 | 0
7:00 | -5.8 | 121.5 | 0 | 0 | 276.9 | 294.1 | 288.5 | 108.9 | 0
8:00 | 1.4 | 133.2 | 0 | 1.8 | 277.1 | 294.9 | 289 | 0 | 0
9:00 | 7.3 | 145.7 | 0 | 14.9 | 277.3 | 295.6 | 289.9 | 0.3 | 0
10:00 | 11.6 | 158.9 | 0 | 28.6 | 277.7 | 296.1 | 290.4 | 0.6 | 0
11:00 | 13.8 | 172.9 | 0 | 36.8 | 277.9 | 295.9 | 290.6 | 1.4 | 0
noon | 13.8 | -172.9 | 0 | 37.9 | 278.2 | 295.7 | 290.6 | 1.4 | 0
13:00 | 11.6 | -158.9 | 0 | 29 | 278.4 | 296 | 290.5 | 0.8 | 0
14:00 | 7.3 | -145.7 | 0 | 18.1 | 278.3 | 295.9 | 290.3 | 0.7 | 0
15:00 | 1.4 | -133.2 | 0 | 4.7 | 278.2 | 296.2 | 290.3 | 0.1 | 0
16:00 | -5.8 | -121.5 | 0 | 0 | 277.8 | 296.1 | 290.2 | 0.1 | 0
17:00 | -14 | -110.2 | 0 | 0 | 277.7 | 295.7 | 289.9 | 0.3 | 0
18:00 | -22.8 | -99.1 | 0 | 0 | 277.5 | 295.7 | 289.8 | 0.2 | 0
19:00 | -31.9 | -87.4 | 0 | 0 | 277.5 | 295.9 | 289.9 | 0 | 0
20:00 | -40.9 | -74.4 | 0 | 0 | 277.3 | 295.7 | 289.8 | 0.3 | 0
21:00 | -49.2 | -58.9 | 0 | 0 | 277.1 | 295.7 | 289.6 | 0.2 | 0
22:00 | -56.1 | -39.1 | 0 | 0 | 277.1 | 295.9 | 289.7 | 0 | 0
23:00 | -60.2 | -13.9 | 0 | 0 | 277 | 295.6 | 289.6 | 0.1 | 0

## Sheet97
Scenario Two (yellow)
Tue Dec 03 2019 23:44:38 GMT+0000 (Greenwich Mean Time)
Setup Information:
Building
Location | UK - London
Building length, side A | N/A
Building length, side B | N/A
Simulation Type
Simulation Type | one_sided
Window Description
Typology | dgu_nb
Glazing Type | clear
Window Area | 97%
Wall Description
Insulation R-Value | 99999999.9 m2-K/W
Occupancy
Type | Low-rise Residential
Occupancy Load | 0.000 people per m2
Lighting Requirements | 400 lux
Equipment Load | 0.00 W/m2
Room Ventilation
Air Change Rate per Occupant | 15.0 liters / sec per person
Total Air Change Rate | 0.0 roomfuls per hour
Lighting Control
Lighting Control | lights do not respond to daylight: all lights fully on while building is occupied
Representative Room
Orientation | north
Room Depth | 27 m
Room Width | 5 m
Room Height | 2.2 m
Thermal Mass
Thermal Mass | none
Overhang
Overhang Depth | 0 m
Roof
Roof Type | adiabatic roof
Simulation Results:
Primary Energy Use and CO2 Emissions
| heating | cooling | lighting | total | CO2
| energy | energy | energy | energy | emissions
| (kWh/m2) | (kWh/m2) | (kWh/m2) | (kWh/m2) | (kg/m2)
January | 33.4 | 0 | 7.3 | 40.7 | 8.1
February | 28.1 | 0 | 6.6 | 34.7 | 6.9
March | 32.2 | 0 | 7.3 | 39.5 | 7.9
April | 26.1 | 0 | 7.1 | 33.2 | 6.6
May | 19 | 0 | 7.3 | 26.3 | 5.3
June | 9.5 | 0 | 7.1 | 16.6 | 3.3
July | 4.4 | 0 | 7.3 | 11.7 | 2.3
August | 4.4 | 0 | 7.3 | 11.7 | 2.3
September | 10.3 | 0 | 7.1 | 17.4 | 3.5
October | 15.7 | 0 | 7.3 | 23 | 4.6
November | 26 | 0 | 7.1 | 33.1 | 6.6
December | 28.1 | 0 | 7.3 | 35.4 | 7.1
Total | 237.2 | 0 | 86.1 | 323.3 | 64.7 | yearly energy
January
| solar | solar | direct | diffuse | outdoor | indoor | window | heating | blinds
| altitude | azimuth | radiation | radiation | temp. | temp. | temp. | load | closed
| (degrees) | (degrees) | (W-h/m2) | (W-h/m2) | (K) | (K) | (K) | (W-h/m2) | (% time)
midnight | -58.1 | 13.3 | 0 | 0 | 275.9 | 294.1 | 288.2 | 137.9 | 0
1:00 | -54.2 | 37.6 | 0 | 0 | 275.8 | 294.1 | 288.2 | 136.8 | 0
2:00 | -47.5 | 57.1 | 0 | 0 | 275.8 | 294.1 | 288.2 | 135.3 | 0
3:00 | -39.2 | 72.7 | 0 | 0 | 275.7 | 294.1 | 288.1 | 131.2 | 0
4:00 | -30.2 | 85.8 | 0 | 0 | 275.6 | 294.1 | 288.1 | 133.9 | 0
5:00 | -21.1 | 97.6 | 0 | 0 | 275.6 | 294.1 | 288.1 | 133.7 | 0
6:00 | -12.3 | 108.9 | 0 | 0 | 275.5 | 294.1 | 288.1 | 131.4 | 0
7:00 | -4 | 120.3 | 0 | 0 | 275.5 | 294.1 | 288.1 | 130.2 | 0
8:00 | 3.3 | 132.2 | 0 | 5.1 | 275.7 | 294.8 | 288.6 | 0 | 0
9:00 | 9.3 | 144.9 | 0 | 20.2 | 276.1 | 295.5 | 289.3 | 0.3 | 0
10:00 | 13.6 | 158.4 | 0 | 34.6 | 276.5 | 295.9 | 289.9 | 0.9 | 0
11:00 | 15.9 | 172.7 | 0 | 40.5 | 276.7 | 296 | 290.1 | 1.5 | 0
noon | 15.9 | -172.7 | 0 | 42.7 | 277.2 | 295.9 | 290.2 | 1.5 | 0
13:00 | 13.6 | -158.4 | 0 | 38.1 | 277.6 | 295.8 | 290.3 | 1.3 | 0
14:00 | 9.3 | -144.9 | 0 | 26.7 | 277.5 | 296.1 | 290.3 | 0.9 | 0
15:00 | 3.3 | -132.2 | 0 | 13.2 | 277.3 | 296 | 290 | 0.3 | 0
16:00 | -4 | -120.3 | 0 | 0.6 | 277 | 295.9 | 289.7 | 0 | 0
17:00 | -12.3 | -108.9 | 0 | 0 | 276.8 | 295.5 | 289.5 | 0.1 | 0
18:00 | -21.1 | -97.6 | 0 | 0 | 276.5 | 295.4 | 289.4 | 0.1 | 0
19:00 | -30.2 | -85.8 | 0 | 0 | 276.3 | 295.4 | 289.2 | 0.1 | 0
20:00 | -39.2 | -72.7 | 0 | 0 | 276.1 | 295.3 | 289 | 0.1 | 0
21:00 | -47.5 | -57.1 | 0 | 0 | 276.1 | 295.3 | 289.1 | 0.1 | 0
22:00 | -54.2 | -37.6 | 0 | 0 | 276 | 295.4 | 289 | 0.2 | 0
23:00 | -58.1 | -13.3 | 0 | 0 | 275.9 | 295.2 | 288.9 | 0.2 | 0
February
| solar | solar | direct | diffuse | outdoor | indoor | window | heating | blinds
| altitude | azimuth | radiation | radiation | temp. | temp. | temp. | load | closed
| (degrees) | (degrees) | (W-h/m2) | (W-h/m2) | (K) | (K) | (K) | (W-h/m2) | (% time)
midnight | -50.4 | 11.4 | 0 | 0 | 275.4 | 294.1 | 288 | 118.3 | 0
1:00 | -46.9 | 33 | 0 | 0 | 275.3 | 294.1 | 288 | 112.5 | 0
2:00 | -40.8 | 51.4 | 0 | 0 | 275.2 | 294.1 | 288 | 116.6 | 0
3:00 | -32.9 | 66.9 | 0 | 0 | 275.2 | 294.1 | 288 | 123.2 | 0
4:00 | -24.2 | 80.2 | 0 | 0 | 275.2 | 294.1 | 288 | 125.2 | 0
5:00 | -15.1 | 92.3 | 0 | 0 | 275.1 | 294.1 | 287.9 | 129.8 | 0
6:00 | -6.1 | 104 | 0 | 0 | 275.1 | 294.1 | 287.9 | 129.6 | 0
7:00 | 2.4 | 115.9 | 0 | 2.3 | 275.1 | 294.1 | 288 | 133.2 | 0
8:00 | 10.1 | 128.3 | 0 | 20.6 | 275.5 | 295.5 | 289.1 | 0 | 0
9:00 | 16.5 | 141.8 | 0 | 40.4 | 276.1 | 296 | 289.7 | 1.4 | 0
10:00 | 21.2 | 156.4 | 0 | 55.1 | 276.7 | 295.9 | 290.5 | 2.4 | 0
11:00 | 23.7 | 172 | 0 | 60.6 | 277.3 | 295.8 | 290.4 | 2.2 | 0
noon | 23.7 | -172 | 0 | 65.1 | 277.9 | 295.8 | 290.8 | 2.3 | 0
13:00 | 21.2 | -156.4 | 0 | 57 | 278.4 | 296 | 290.8 | 1.9 | 0
14:00 | 16.5 | -141.8 | 0 | 53.5 | 278.5 | 296 | 290.7 | 2 | 0
15:00 | 10.1 | -128.3 | 0 | 36 | 278.3 | 296.1 | 290.4 | 1.4 | 0
16:00 | 2.4 | -115.9 | 0 | 14.5 | 277.7 | 295.9 | 290.3 | 0.5 | 0
17:00 | -6.1 | -104 | 0 | 0.3 | 277.1 | 296 | 289.8 | 0 | 0
18:00 | -15.1 | -92.3 | 0 | 0 | 276.7 | 295.7 | 289.6 | 0.1 | 0
19:00 | -24.2 | -80.2 | 0 | 0 | 276.3 | 295.6 | 289.3 | 0 | 0
20:00 | -32.9 | -66.9 | 0 | 0 | 276 | 295.6 | 289.2 | 0 | 0
21:00 | -40.8 | -51.4 | 0 | 0 | 275.7 | 295.4 | 289 | 0.1 | 0
22:00 | -46.9 | -33 | 0 | 0 | 275.5 | 295.3 | 288.9 | 0.1 | 0
23:00 | -50.4 | -11.4 | 0 | 0 | 275.4 | 295.3 | 288.8 | 0.1 | 0
March
| solar | solar | direct | diffuse | outdoor | indoor | window | heating | blinds
| altitude | azimuth | radiation | radiation | temp. | temp. | temp. | load | closed
| (degrees) | (degrees) | (W-h/m2) | (W-h/m2) | (K) | (K) | (K) | (W-h/m2) | (% time)
midnight | -39 | 9.6 | 0 | 0 | 276.9 | 294.1 | 288.5 | 129.9 | 0
1:00 | -36 | 28.2 | 0 | 0 | 276.8 | 294.1 | 288.5 | 133.4 | 0
2:00 | -30.6 | 45 | 0 | 0 | 276.7 | 294.1 | 288.4 | 137.7 | 0
3:00 | -23.4 | 59.7 | 0 | 0 | 276.5 | 294.1 | 288.4 | 130.2 | 0
4:00 | -15 | 72.9 | 0 | 0 | 276.3 | 294.1 | 288.3 | 131.5 | 0
5:00 | -6.1 | 85.2 | 0 | 0 | 276.4 | 294.1 | 288.3 | 126.3 | 0
6:00 | 2.9 | 97.1 | 0 | 4.1 | 276.6 | 294.1 | 288.4 | 118.6 | 0
7:00 | 11.8 | 109.3 | 0 | 24.9 | 276.9 | 294.1 | 288.8 | 114.6 | 0
8:00 | 20 | 122.4 | 0 | 48.1 | 277.4 | 296.1 | 290.2 | 0.9 | 0
9:00 | 27 | 136.9 | 0 | 66.7 | 278 | 295.8 | 290.8 | 1.7 | 0
10:00 | 32.2 | 153.1 | 0 | 85.8 | 278.8 | 295.5 | 291.5 | 1.9 | 0
11:00 | 35.1 | 170.8 | 0 | 100 | 279.8 | 295.8 | 291.6 | 2.2 | 0
noon | 35.1 | -170.8 | 0 | 101.7 | 280.5 | 295.7 | 292 | 2.1 | 0
13:00 | 32.2 | -153.1 | 0 | 93 | 281.2 | 296.1 | 292.2 | 1.5 | 0
14:00 | 27 | -136.9 | 0 | 79.8 | 281.5 | 295.7 | 292.2 | 1.5 | 0
15:00 | 20 | -122.4 | 0 | 58.9 | 281.4 | 295.9 | 291.8 | 1.3 | 0
16:00 | 11.8 | -109.3 | 0 | 34.5 | 280.9 | 295.8 | 291.2 | 1.2 | 0
17:00 | 2.9 | -97.1 | 0 | 15.4 | 280.1 | 295.9 | 290.8 | 0.8 | 0
18:00 | -6.1 | -85.2 | 0 | 0 | 279.4 | 295.6 | 290.4 | 0.3 | 0
19:00 | -15 | -72.9 | 0 | 0 | 278.7 | 295.7 | 290 | 0.4 | 0
20:00 | -23.4 | -59.7 | 0 | 0 | 278.2 | 295.6 | 290.1 | 0.2 | 0
21:00 | -30.6 | -45 | 0 | 0 | 277.8 | 295.6 | 289.8 | 0.4 | 0
22:00 | -36 | -28.2 | 0 | 0 | 277.3 | 295.3 | 289.5 | 0.7 | 0
23:00 | -39 | -9.6 | 0 | 0 | 277.1 | 295.5 | 289.5 | 0.3 | 0
April
| solar | solar | direct | diffuse | outdoor | indoor | window | heating | blinds
| altitude | azimuth | radiation | radiation | temp. | temp. | temp. | load | closed
| (degrees) | (degrees) | (W-h/m2) | (W-h/m2) | (K) | (K) | (K) | (W-h/m2) | (% time)
midnight | -27.1 | 8.3 | 0 | 0 | 278.5 | 294.1 | 289 | 106.5 | 0
1:00 | -24.5 | 24.4 | 0 | 0 | 278.2 | 294.1 | 288.9 | 104.8 | 0
2:00 | -19.7 | 39.5 | 0 | 0 | 278 | 294.1 | 288.9 | 106.5 | 0
3:00 | -13.1 | 53.3 | 0 | 0 | 277.7 | 294.1 | 288.8 | 108.5 | 0
4:00 | -5.2 | 66 | 0 | 0 | 277.4 | 294.1 | 288.7 | 107.6 | 0
5:00 | 3.4 | 78 | 3 | 8 | 277.6 | 294.1 | 288.8 | 106.1 | 0
6:00 | 12.4 | 89.8 | 0.4 | 33.9 | 278.1 | 294.1 | 289.2 | 108.4 | 0
7:00 | 21.5 | 102 | 0 | 60.7 | 278.8 | 294.1 | 289.8 | 103.9 | 0
8:00 | 30.1 | 115.3 | 0 | 79.7 | 279.5 | 295.8 | 291.6 | 1.7 | 0
9:00 | 37.7 | 130.6 | 0 | 102.3 | 280.6 | 296.3 | 291.8 | 2.4 | 0
10:00 | 43.7 | 148.5 | 0 | 121.4 | 281.5 | 295.9 | 292.8 | 2.5 | 0
11:00 | 47 | 169.1 | 0 | 133.9 | 282.5 | 296 | 292.9 | 2 | 0
noon | 47 | -169.1 | 0 | 135.6 | 283.5 | 296 | 293.2 | 1.6 | 0
13:00 | 43.7 | -148.5 | 0 | 127.4 | 284.2 | 295.9 | 293.4 | 1.4 | 0
14:00 | 37.7 | -130.6 | 0 | 116.3 | 284.7 | 296 | 293.6 | 1.1 | 0
15:00 | 30.1 | -115.3 | 0 | 86.8 | 285 | 296 | 293.5 | 0.9 | 0
16:00 | 21.5 | -102 | 0 | 66.8 | 284.7 | 296.3 | 292.8 | 0.9 | 0
17:00 | 12.4 | -89.8 | 0.5 | 41.3 | 283.9 | 296.3 | 292.4 | 0.9 | 0
18:00 | 3.4 | -78 | 12.3 | 16.4 | 283 | 296 | 291.9 | 0.8 | 0
19:00 | -5.2 | -66 | 0 | 0 | 282 | 295.9 | 291.4 | 0.3 | 0
20:00 | -13.1 | -53.3 | 0 | 0 | 281 | 296.4 | 291.4 | 0.2 | 0
21:00 | -19.7 | -39.5 | 0 | 0 | 280 | 296.2 | 291 | 0.3 | 0
22:00 | -24.5 | -24.4 | 0 | 0 | 279.3 | 296 | 290.5 | 0.3 | 0
23:00 | -27.1 | -8.3 | 0 | 0 | 278.6 | 296.1 | 290.5 | 0.1 | 0
May
| solar | solar | direct | diffuse | outdoor | indoor | window | heating | blinds
| altitude | azimuth | radiation | radiation | temp. | temp. | temp. | load | closed
| (degrees) | (degrees) | (W-h/m2) | (W-h/m2) | (K) | (K) | (K) | (W-h/m2) | (% time)
midnight | -17.9 | 7.4 | 0 | 0 | 281 | 294.1 | 289.8 | 76.7 | 0
1:00 | -15.5 | 22 | 0 | 0 | 280.8 | 294.1 | 289.7 | 77.4 | 0
2:00 | -11.1 | 35.8 | 0 | 0 | 280.5 | 294.1 | 289.7 | 77.8 | 0
3:00 | -5 | 48.7 | 0 | 0 | 280.2 | 294.1 | 289.5 | 76.6 | 0
4:00 | 2.4 | 60.8 | 12.8 | 10.9 | 280.2 | 294.1 | 289.8 | 77.8 | 0
5:00 | 10.7 | 72.3 | 41.5 | 40.6 | 280.5 | 294.1 | 290.5 | 75.6 | 0
6:00 | 19.6 | 83.7 | 18 | 62.9 | 280.9 | 294.1 | 290.6 | 75.6 | 0
7:00 | 28.7 | 95.6 | 0 | 84.8 | 281.8 | 294.1 | 291 | 66.5 | 0
8:00 | 37.6 | 108.8 | 0 | 101.3 | 282.7 | 295.8 | 292.5 | 1 | 0
9:00 | 45.8 | 124.4 | 0 | 131.7 | 283.7 | 295.8 | 293.5 | 1.3 | 0
10:00 | 52.4 | 143.6 | 0 | 145.9 | 284.8 | 296 | 293.9 | 1.2 | 0
11:00 | 56.2 | 167.2 | 0 | 152.2 | 285.8 | 296 | 294.4 | 0.7 | 0
noon | 56.2 | -167.2 | 0 | 145.7 | 286.8 | 296 | 294.6 | 0.6 | 0
13:00 | 52.4 | -143.6 | 0 | 137.1 | 287.6 | 296.7 | 295.1 | 0.4 | 0
14:00 | 45.8 | -124.4 | 0 | 134.2 | 288 | 296.6 | 295 | 0.5 | 0
15:00 | 37.6 | -108.8 | 0 | 116.3 | 288 | 296.6 | 294.9 | 0.3 | 0
16:00 | 28.7 | -95.6 | 0 | 97.6 | 287.9 | 296.2 | 294.3 | 0.3 | 0
17:00 | 19.6 | -83.7 | 19 | 74.3 | 287.3 | 296.2 | 294 | 0.3 | 0
18:00 | 10.7 | -72.3 | 47.9 | 48.7 | 286.3 | 295.9 | 294 | 0.3 | 0
19:00 | 2.4 | -60.8 | 25.2 | 18.1 | 285.1 | 296.2 | 293 | 0.2 | 0
20:00 | -5 | -48.7 | 0 | 0 | 284 | 296 | 292.2 | 0.2 | 0
21:00 | -11.1 | -35.8 | 0 | 0 | 283.1 | 296.4 | 292.1 | 0.1 | 0
22:00 | -15.5 | -22 | 0 | 0 | 282.3 | 296.1 | 291.5 | 0.3 | 0
23:00 | -17.9 | -7.4 | 0 | 0 | 281.5 | 296 | 291.2 | 0.3 | 0
June
| solar | solar | direct | diffuse | outdoor | indoor | window | heating | blinds
| altitude | azimuth | radiation | radiation | temp. | temp. | temp. | load | closed
| (degrees) | (degrees) | (W-h/m2) | (W-h/m2) | (K) | (K) | (K) | (W-h/m2) | (% time)
midnight | -13.8 | 7 | 0 | 0 | 284.5 | 294.1 | 290.9 | 43.6 | 0
1:00 | -11.6 | 21 | 0 | 0 | 284.2 | 294.1 | 290.9 | 42.6 | 0
2:00 | -7.3 | 34.3 | 0 | 0 | 283.9 | 294.1 | 290.7 | 39.3 | 0
3:00 | -1.4 | 46.7 | 0 | 0 | 283.6 | 294.1 | 290.6 | 38.3 | 0
4:00 | 5.8 | 58.4 | 47 | 27.4 | 283.7 | 294.2 | 291.6 | 38.4 | 0
5:00 | 14 | 69.7 | 54.6 | 52.4 | 284.2 | 294.3 | 292.1 | 37.6 | 0
6:00 | 22.8 | 80.8 | 26.7 | 76.8 | 284.6 | 294.4 | 292.2 | 38.4 | 0
7:00 | 31.9 | 92.5 | 0 | 90.6 | 285.2 | 294.4 | 292.3 | 37.1 | 0
8:00 | 40.9 | 105.5 | 0 | 104.6 | 286.2 | 296.2 | 294 | 0.3 | 0
9:00 | 49.2 | 121 | 0 | 130.5 | 287.2 | 296.9 | 294.9 | 0.2 | 0
10:00 | 56.1 | 140.8 | 0 | 140.9 | 288.1 | 296.5 | 295.4 | 0.2 | 0
11:00 | 60.2 | 166 | 0 | 149.1 | 289.1 | 297.5 | 296.1 | 0.2 | 0
noon | 60.2 | -166 | 0 | 150.4 | 290 | 298 | 296.9 | 0.1 | 0
13:00 | 56.1 | -140.8 | 0 | 149.6 | 290.6 | 298 | 297.3 | 0 | 0
14:00 | 49.2 | -121 | 0 | 133.5 | 291 | 297.7 | 297 | 0 | 0
15:00 | 40.9 | -105.5 | 0 | 111.8 | 291.1 | 297.6 | 296.6 | 0 | 0
16:00 | 31.9 | -92.5 | 0 | 113.1 | 290.9 | 297.2 | 296.4 | 0.1 | 0
17:00 | 22.8 | -80.8 | 25.1 | 93.4 | 290.2 | 297.3 | 295.9 | 0.2 | 0
18:00 | 14 | -69.7 | 50.8 | 67.2 | 289.3 | 297 | 295.7 | 0.3 | 0
19:00 | 5.8 | -58.4 | 47.8 | 41 | 288.3 | 296.6 | 294.8 | 0.3 | 0
20:00 | -1.4 | -46.7 | 0 | 0 | 287.4 | 296.3 | 293.5 | 0 | 0
21:00 | -7.3 | -34.3 | 0 | 0 | 286.4 | 296.2 | 292.9 | 0.1 | 0
22:00 | -11.6 | -21 | 0 | 0 | 285.7 | 296 | 292.7 | 0.2 | 0
23:00 | -13.8 | -7 | 0 | 0 | 284.8 | 295.7 | 292.2 | 0.3 | 0
July
| solar | solar | direct | diffuse | outdoor | indoor | window | heating | blinds
| altitude | azimuth | radiation | radiation | temp. | temp. | temp. | load | closed
| (degrees) | (degrees) | (W-h/m2) | (W-h/m2) | (K) | (K) | (K) | (W-h/m2) | (% time)
midnight | -15.9 | 7.2 | 0 | 0 | 286.4 | 294.6 | 292 | 16.4 | 0
1:00 | -13.7 | 21.5 | 0 | 0 | 286.1 | 294.2 | 291.5 | 20.1 | 0
2:00 | -9.3 | 35.1 | 0 | 0 | 285.6 | 294.1 | 291.3 | 20.6 | 0
3:00 | -3.3 | 47.8 | 0 | 0 | 285.3 | 294.1 | 291.2 | 19 | 0
4:00 | 4 | 59.7 | 7.4 | 13.9 | 285.5 | 294.3 | 291.6 | 19.9 | 0
5:00 | 12.3 | 71 | 22.1 | 43.4 | 285.8 | 294.9 | 292.5 | 16.5 | 0
6:00 | 21.1 | 82.3 | 12.9 | 72.5 | 286.4 | 295.5 | 293.3 | 16.3 | 0
7:00 | 30.2 | 94.1 | 0 | 90.2 | 286.8 | 295.8 | 293.8 | 14.2 | 0
8:00 | 39.2 | 107.3 | 0 | 107.5 | 287.6 | 296.8 | 295.1 | 0.1 | 0
9:00 | 47.4 | 122.8 | 0 | 130 | 288.7 | 297.1 | 295.6 | 0 | 0
10:00 | 54.2 | 142.4 | 0 | 152.9 | 289.7 | 297.5 | 296.5 | 0 | 0
11:00 | 58.1 | 166.6 | 0 | 166.1 | 290.7 | 297.7 | 297.2 | 0 | 0
noon | 58.1 | -166.6 | 0 | 174.3 | 291.7 | 297.9 | 297.7 | 0 | 0
13:00 | 54.2 | -142.4 | 0 | 161.4 | 292.5 | 298.1 | 298 | 0 | 0
14:00 | 47.4 | -122.8 | 0 | 145.3 | 292.9 | 297.8 | 297.7 | 0 | 0
15:00 | 39.2 | -107.3 | 0 | 120.5 | 293 | 297.7 | 297.3 | 0 | 0
16:00 | 30.2 | -94.1 | 0 | 114.7 | 292.8 | 297.7 | 297.2 | 0 | 0
17:00 | 21.1 | -82.3 | 18.9 | 91.1 | 292.4 | 297.5 | 296.9 | 0 | 0
18:00 | 12.3 | -71 | 59.5 | 68.5 | 291.5 | 297.6 | 296.9 | 0 | 0
19:00 | 4 | -59.7 | 57.7 | 35.1 | 290.4 | 297.6 | 296.2 | 0 | 0
20:00 | -3.3 | -47.8 | 0 | 0 | 289.3 | 297.1 | 294.3 | 0 | 0
21:00 | -9.3 | -35.1 | 0 | 0 | 288.4 | 296.9 | 294.2 | 0 | 0
22:00 | -13.7 | -21.5 | 0 | 0 | 287.5 | 296.9 | 293.9 | 0 | 0
23:00 | -15.9 | -7.2 | 0 | 0 | 286.8 | 297 | 293.7 | 0 | 0
August
| solar | solar | direct | diffuse | outdoor | indoor | window | heating | blinds
| altitude | azimuth | radiation | radiation | temp. | temp. | temp. | load | closed
| (degrees) | (degrees) | (W-h/m2) | (W-h/m2) | (K) | (K) | (K) | (W-h/m2) | (% time)
midnight | -23.7 | 7.9 | 0 | 0 | 286.4 | 294.4 | 291.8 | 14.5 | 0
1:00 | -21.3 | 23.5 | 0 | 0 | 286 | 294.2 | 291.5 | 16 | 0
2:00 | -16.6 | 38.1 | 0 | 0 | 285.9 | 294.1 | 291.4 | 17.7 | 0
3:00 | -10.1 | 51.6 | 0 | 0 | 285.4 | 294.1 | 291.2 | 18.9 | 0
4:00 | -2.4 | 64.1 | 0 | 0 | 285.1 | 294.1 | 291.1 | 21.2 | 0
5:00 | 6 | 75.9 | 12.7 | 19 | 285.3 | 294.4 | 291.7 | 19.5 | 0
6:00 | 15.1 | 87.6 | 5.8 | 45.6 | 285.9 | 295 | 292.4 | 17.8 | 0
7:00 | 24.2 | 99.7 | 0 | 76 | 286.5 | 295.5 | 293.3 | 17.6 | 0
8:00 | 32.9 | 113.1 | 0 | 96.4 | 287.3 | 296.8 | 294.7 | 0 | 0
9:00 | 40.7 | 128.5 | 0 | 119 | 288.2 | 297.2 | 295.5 | 0 | 0
10:00 | 46.9 | 146.9 | 0 | 144.3 | 289.3 | 297 | 296 | 0 | 0
11:00 | 50.3 | 168.5 | 0 | 156.9 | 290.4 | 297.4 | 296.7 | 0 | 0
noon | 50.3 | -168.5 | 0 | 169.1 | 291.3 | 297.7 | 297.3 | 0 | 0
13:00 | 46.9 | -146.9 | 0 | 150.2 | 292 | 298 | 297.6 | 0 | 0
14:00 | 40.7 | -128.5 | 0 | 130.8 | 292.5 | 297.8 | 297.6 | 0 | 0
15:00 | 32.9 | -113.1 | 0 | 103.7 | 292.6 | 297.9 | 297.3 | 0 | 0
16:00 | 24.2 | -99.7 | 0 | 76.7 | 292.2 | 297.7 | 296.8 | 0 | 0
17:00 | 15.1 | -87.6 | 6.3 | 56.4 | 291.7 | 297.4 | 296.2 | 0 | 0
18:00 | 6 | -75.9 | 24.9 | 35.1 | 290.9 | 297.2 | 295.8 | 0 | 0
19:00 | -2.4 | -64.1 | 0 | 6 | 289.9 | 297.2 | 294.8 | 0 | 0
20:00 | -10.1 | -51.6 | 0 | 0 | 289 | 297.1 | 294.3 | 0 | 0
21:00 | -16.6 | -38.1 | 0 | 0 | 288.1 | 297 | 293.9 | 0 | 0
22:00 | -21.3 | -23.5 | 0 | 0 | 287.3 | 296.9 | 293.5 | 0 | 0
23:00 | -23.7 | -7.9 | 0 | 0 | 286.6 | 296.7 | 293.2 | 0 | 0
September
| solar | solar | direct | diffuse | outdoor | indoor | window | heating | blinds
| altitude | azimuth | radiation | radiation | temp. | temp. | temp. | load | closed
| (degrees) | (degrees) | (W-h/m2) | (W-h/m2) | (K) | (K) | (K) | (W-h/m2) | (% time)
midnight | -35.1 | 9.1 | 0 | 0 | 284.9 | 294.5 | 291.4 | 43 | 0
1:00 | -32.3 | 26.9 | 0 | 0 | 284.8 | 294.3 | 291.2 | 43.5 | 0
2:00 | -27.1 | 43.1 | 0 | 0 | 284.5 | 294.2 | 291 | 43.1 | 0
3:00 | -20 | 57.5 | 0 | 0 | 284.3 | 294.1 | 290.9 | 42.5 | 0
4:00 | -11.8 | 70.6 | 0 | 0 | 284.1 | 294.1 | 290.8 | 43.3 | 0
5:00 | -3 | 82.8 | 0 | 0.3 | 284 | 294.1 | 290.8 | 45.4 | 0
6:00 | 6 | 94.7 | 0 | 19.9 | 284.3 | 294.2 | 291.1 | 42.6 | 0
7:00 | 15 | 107 | 0 | 44.4 | 284.7 | 294.7 | 291.8 | 37.4 | 0
8:00 | 23.3 | 120.2 | 0 | 67.9 | 285.4 | 297 | 293.8 | 0.3 | 0
9:00 | 30.6 | 135 | 0 | 89.9 | 286.1 | 296.9 | 294.2 | 0.5 | 0
10:00 | 36 | 151.7 | 0 | 104.9 | 286.8 | 297.2 | 294.7 | 0.3 | 0
11:00 | 39 | 170.3 | 0 | 105.9 | 287.6 | 297 | 295 | 0.3 | 0
noon | 39 | -170.3 | 0 | 104.9 | 288.3 | 296.9 | 295.2 | 0.3 | 0
13:00 | 36 | -151.7 | 0 | 101.4 | 288.9 | 297.4 | 295.5 | 0.2 | 0
14:00 | 30.6 | -135 | 0 | 92.6 | 289.4 | 297.2 | 295.8 | 0.1 | 0
15:00 | 23.3 | -120.2 | 0 | 73.2 | 289.5 | 297.2 | 295.3 | 0.2 | 0
16:00 | 15 | -107 | 0 | 44.6 | 289.3 | 296.8 | 295.1 | 0 | 0
17:00 | 6 | -94.7 | 0 | 23.9 | 288.6 | 297 | 294.5 | 0.1 | 0
18:00 | -3 | -82.8 | 0 | 2.4 | 287.8 | 296.7 | 293.8 | 0.1 | 0
19:00 | -11.8 | -70.6 | 0 | 0 | 287.1 | 296.8 | 293.6 | 0.2 | 0
20:00 | -20 | -57.5 | 0 | 0 | 286.5 | 296.8 | 293.2 | 0 | 0
21:00 | -27.1 | -43.1 | 0 | 0 | 285.9 | 296.7 | 293.1 | 0.4 | 0
22:00 | -32.3 | -26.9 | 0 | 0 | 285.3 | 296.3 | 292.8 | 0.1 | 0
23:00 | -35.1 | -9.1 | 0 | 0 | 285 | 296.9 | 293 | 0 | 0
October
| solar | solar | direct | diffuse | outdoor | indoor | window | heating | blinds
| altitude | azimuth | radiation | radiation | temp. | temp. | temp. | load | closed
| (degrees) | (degrees) | (W-h/m2) | (W-h/m2) | (K) | (K) | (K) | (W-h/m2) | (% time)
midnight | -47 | 10.8 | 0 | 0 | 282.1 | 294.1 | 290.2 | 58.9 | 0
1:00 | -43.7 | 31.4 | 0 | 0 | 282.1 | 294.1 | 290.2 | 58.1 | 0
2:00 | -37.8 | 49.3 | 0 | 0 | 282 | 294.1 | 290.1 | 59.6 | 0
3:00 | -30.1 | 64.6 | 0 | 0 | 281.8 | 294.1 | 290.1 | 60.5 | 0
4:00 | -21.5 | 78 | 0 | 0 | 281.8 | 294.1 | 290.1 | 62 | 0
5:00 | -12.4 | 90.2 | 0 | 0 | 281.7 | 294.1 | 290 | 66.7 | 0
6:00 | -3.4 | 102 | 0 | 0.8 | 281.8 | 294.1 | 290.1 | 67.4 | 0
7:00 | 5.2 | 114 | 0 | 16.8 | 282.2 | 294.1 | 290.4 | 65.5 | 0
8:00 | 13 | 126.6 | 0 | 37.6 | 282.6 | 296.2 | 292.3 | 0.3 | 0
9:00 | 19.7 | 140.4 | 0 | 61.3 | 283.3 | 296.3 | 292.3 | 1 | 0
10:00 | 24.5 | 155.5 | 0 | 70.4 | 283.9 | 296 | 292.9 | 1 | 0
11:00 | 27.1 | 171.7 | 0 | 81.3 | 284.6 | 296.2 | 293.3 | 0.7 | 0
noon | 27.1 | -171.7 | 0 | 79 | 285.1 | 296 | 293.4 | 0.8 | 0
13:00 | 24.5 | -155.5 | 0 | 65.6 | 285.4 | 296.1 | 293.4 | 0.7 | 0
14:00 | 19.7 | -140.4 | 0 | 49.7 | 285.5 | 295.8 | 293.2 | 0.7 | 0
15:00 | 13 | -126.6 | 0 | 33.4 | 285.3 | 296.1 | 292.9 | 0.4 | 0
16:00 | 5.2 | -114 | 0 | 14.6 | 284.7 | 296.4 | 292.5 | 0.1 | 0
17:00 | -3.4 | -102 | 0 | 0.4 | 284.1 | 296.2 | 292 | 0.3 | 0
18:00 | -12.4 | -90.2 | 0 | 0 | 283.5 | 296 | 292 | 0.2 | 0
19:00 | -21.5 | -78 | 0 | 0 | 283.1 | 295.9 | 292 | 0.3 | 0
20:00 | -30.1 | -64.6 | 0 | 0 | 282.8 | 296.2 | 291.9 | 0 | 0
21:00 | -37.8 | -49.3 | 0 | 0 | 282.5 | 296.5 | 291.8 | 0.1 | 0
22:00 | -43.7 | -31.4 | 0 | 0 | 282.4 | 296 | 291.7 | 0.3 | 0
23:00 | -47 | -10.8 | 0 | 0 | 282.2 | 296.1 | 291.6 | 0.1 | 0
November
| solar | solar | direct | diffuse | outdoor | indoor | window | heating | blinds
| altitude | azimuth | radiation | radiation | temp. | temp. | temp. | load | closed
| (degrees) | (degrees) | (W-h/m2) | (W-h/m2) | (K) | (K) | (K) | (W-h/m2) | (% time)
midnight | -56.2 | 12.8 | 0 | 0 | 278.9 | 294.1 | 289.1 | 105.1 | 0
1:00 | -52.4 | 36.3 | 0 | 0 | 278.8 | 294.1 | 289.1 | 105.6 | 0
2:00 | -45.8 | 55.6 | 0 | 0 | 278.6 | 294.1 | 289.1 | 111.7 | 0
3:00 | -37.7 | 71.1 | 0 | 0 | 278.5 | 294.1 | 289 | 108.2 | 0
4:00 | -28.8 | 84.3 | 0 | 0 | 278.4 | 294.1 | 289 | 104.1 | 0
5:00 | -19.7 | 96.2 | 0 | 0 | 278.4 | 294.1 | 289 | 107.6 | 0
6:00 | -10.7 | 107.7 | 0 | 0 | 278.3 | 294.1 | 289 | 107.9 | 0
7:00 | -2.4 | 119.2 | 0 | 1 | 278.2 | 294.1 | 288.9 | 108.5 | 0
8:00 | 5 | 131.2 | 0 | 16 | 278.4 | 295.5 | 290.2 | 0 | 0
9:00 | 11.1 | 144.1 | 0 | 30.1 | 278.8 | 296.1 | 290.6 | 0.6 | 0
10:00 | 15.5 | 157.9 | 0 | 45.9 | 279.2 | 295.8 | 290.9 | 1.6 | 0
11:00 | 17.8 | 172.5 | 0 | 57.8 | 279.7 | 295.8 | 291.4 | 1.3 | 0
noon | 17.8 | -172.5 | 0 | 55.3 | 280.1 | 295.7 | 291.4 | 1.2 | 0
13:00 | 15.5 | -157.9 | 0 | 47.3 | 280.3 | 296.1 | 291.3 | 1.2 | 0
14:00 | 11.1 | -144.1 | 0 | 30.2 | 280.4 | 296 | 291.3 | 1 | 0
15:00 | 5 | -131.2 | 0 | 12.9 | 280.2 | 295.8 | 291.1 | 0.5 | 0
16:00 | -2.4 | -119.2 | 0 | 0 | 280 | 295.8 | 290.8 | 0.1 | 0
17:00 | -10.7 | -107.7 | 0 | 0 | 279.7 | 295.7 | 290.8 | 0.1 | 0
18:00 | -19.7 | -96.2 | 0 | 0 | 279.6 | 295.8 | 290.6 | 0.1 | 0
19:00 | -28.8 | -84.3 | 0 | 0 | 279.4 | 295.8 | 290.3 | 0.2 | 0
20:00 | -37.7 | -71.1 | 0 | 0 | 279.4 | 295.5 | 290.3 | 0.2 | 0
21:00 | -45.8 | -55.6 | 0 | 0 | 279.2 | 295.7 | 290.1 | 0.1 | 0
22:00 | -52.4 | -36.3 | 0 | 0 | 279 | 295.2 | 290.2 | 0.3 | 0
23:00 | -56.2 | -12.8 | 0 | 0 | 278.8 | 295.6 | 290.2 | 0.1 | 0
December
| solar | solar | direct | diffuse | outdoor | indoor | window | heating | blinds
| altitude | azimuth | radiation | radiation | temp. | temp. | temp. | load | closed
| (degrees) | (degrees) | (W-h/m2) | (W-h/m2) | (K) | (K) | (K) | (W-h/m2) | (% time)
midnight | -60.2 | 13.9 | 0 | 0 | 276.9 | 294.1 | 288.5 | 110.3 | 0
1:00 | -56.1 | 39.1 | 0 | 0 | 276.8 | 294.1 | 288.5 | 113.8 | 0
2:00 | -49.2 | 58.9 | 0 | 0 | 276.8 | 294.1 | 288.5 | 114.2 | 0
3:00 | -40.9 | 74.4 | 0 | 0 | 276.8 | 294.1 | 288.5 | 114.2 | 0
4:00 | -31.9 | 87.4 | 0 | 0 | 276.9 | 294.1 | 288.5 | 111.6 | 0
5:00 | -22.8 | 99.1 | 0 | 0 | 277 | 294.1 | 288.5 | 114.6 | 0
6:00 | -14 | 110.2 | 0 | 0 | 276.9 | 294.1 | 288.5 | 111.7 | 0
7:00 | -5.8 | 121.5 | 0 | 0 | 276.9 | 294.1 | 288.5 | 109 | 0
8:00 | 1.4 | 133.2 | 0 | 1.8 | 277.1 | 294.9 | 289 | 0 | 0
9:00 | 7.3 | 145.7 | 0 | 14.9 | 277.3 | 295.5 | 290 | 0.3 | 0
10:00 | 11.6 | 158.9 | 0 | 28.6 | 277.7 | 296.1 | 290.3 | 0.6 | 0
11:00 | 13.8 | 172.9 | 0 | 36.8 | 277.9 | 295.9 | 290.5 | 1.3 | 0
noon | 13.8 | -172.9 | 0 | 37.9 | 278.2 | 295.9 | 290.4 | 1.4 | 0
13:00 | 11.6 | -158.9 | 0 | 29 | 278.4 | 295.9 | 290.2 | 0.8 | 0
14:00 | 7.3 | -145.7 | 0 | 18.1 | 278.3 | 295.6 | 290.2 | 0.7 | 0
15:00 | 1.4 | -133.2 | 0 | 4.7 | 278.2 | 296.1 | 290.3 | 0.1 | 0
16:00 | -5.8 | -121.5 | 0 | 0 | 277.8 | 296.1 | 290.1 | 0.1 | 0
17:00 | -14 | -110.2 | 0 | 0 | 277.7 | 295.8 | 289.9 | 0.2 | 0
18:00 | -22.8 | -99.1 | 0 | 0 | 277.5 | 295.6 | 289.8 | 0.3 | 0
19:00 | -31.9 | -87.4 | 0 | 0 | 277.5 | 295.7 | 289.7 | 0.2 | 0
20:00 | -40.9 | -74.4 | 0 | 0 | 277.3 | 295.8 | 289.7 | 0 | 0
21:00 | -49.2 | -58.9 | 0 | 0 | 277.1 | 295.6 | 289.6 | 0.3 | 0
22:00 | -56.1 | -39.1 | 0 | 0 | 277.1 | 295.6 | 289.5 | 0.1 | 0
23:00 | -60.2 | -13.9 | 0 | 0 | 277 | 295.7 | 289.6 | 0.1 | 0

## Sheet98
Scenario Three (red)
Tue Dec 03 2019 23:44:44 GMT+0000 (Greenwich Mean Time)
Setup Information:
Building
Location | UK - London
Building length, side A | N/A
Building length, side B | N/A
Simulation Type
Simulation Type | one_sided
Window Description
Typology | dgu_nb
Glazing Type | clear
Window Area | 98%
Wall Description
Insulation R-Value | 99999999.9 m2-K/W
Occupancy
Type | Low-rise Residential
Occupancy Load | 0.000 people per m2
Lighting Requirements | 400 lux
Equipment Load | 0.00 W/m2
Room Ventilation
Air Change Rate per Occupant | 15.0 liters / sec per person
Total Air Change Rate | 0.0 roomfuls per hour
Lighting Control
Lighting Control | lights do not respond to daylight: all lights fully on while building is occupied
Representative Room
Orientation | north
Room Depth | 27 m
Room Width | 5 m
Room Height | 2.2 m
Thermal Mass
Thermal Mass | none
Overhang
Overhang Depth | 0 m
Roof
Roof Type | adiabatic roof
Simulation Results:
Primary Energy Use and CO2 Emissions
| heating | cooling | lighting | total | CO2
| energy | energy | energy | energy | emissions
| (kWh/m2) | (kWh/m2) | (kWh/m2) | (kWh/m2) | (kg/m2)
January | 33.4 | 0 | 7.3 | 40.7 | 8.1
February | 28.1 | 0 | 6.6 | 34.7 | 6.9
March | 32.2 | 0 | 7.3 | 39.5 | 7.9
April | 26.1 | 0 | 7.1 | 33.2 | 6.6
May | 19 | 0 | 7.3 | 26.3 | 5.3
June | 9.5 | 0 | 7.1 | 16.6 | 3.3
July | 4.4 | 0 | 7.3 | 11.7 | 2.3
August | 4.4 | 0 | 7.3 | 11.7 | 2.3
September | 10.3 | 0 | 7.1 | 17.4 | 3.5
October | 15.7 | 0 | 7.3 | 23 | 4.6
November | 26 | 0 | 7.1 | 33.1 | 6.6
December | 28.1 | 0 | 7.3 | 35.4 | 7.1
Total | 237.2 | 0 | 86.1 | 323.3 | 64.7 | yearly energy
January
| solar | solar | direct | diffuse | outdoor | indoor | window | heating | blinds
| altitude | azimuth | radiation | radiation | temp. | temp. | temp. | load | closed
| (degrees) | (degrees) | (W-h/m2) | (W-h/m2) | (K) | (K) | (K) | (W-h/m2) | (% time)
midnight | -58.1 | 13.3 | 0 | 0 | 275.9 | 294.1 | 288.2 | 138 | 0
1:00 | -54.2 | 37.6 | 0 | 0 | 275.8 | 294.1 | 288.2 | 136.9 | 0
2:00 | -47.5 | 57.1 | 0 | 0 | 275.8 | 294.1 | 288.2 | 135.3 | 0
3:00 | -39.2 | 72.7 | 0 | 0 | 275.7 | 294.1 | 288.1 | 131.2 | 0
4:00 | -30.2 | 85.8 | 0 | 0 | 275.6 | 294.1 | 288.1 | 133.9 | 0
5:00 | -21.1 | 97.6 | 0 | 0 | 275.6 | 294.1 | 288.1 | 133.8 | 0
6:00 | -12.3 | 108.9 | 0 | 0 | 275.5 | 294.1 | 288.1 | 131.4 | 0
7:00 | -4 | 120.3 | 0 | 0 | 275.5 | 294.1 | 288.1 | 130.3 | 0
8:00 | 3.3 | 132.2 | 0 | 5.1 | 275.7 | 294.7 | 288.5 | 0.1 | 0
9:00 | 9.3 | 144.9 | 0 | 20.2 | 276.1 | 295.5 | 289.3 | 0.3 | 0
10:00 | 13.6 | 158.4 | 0 | 34.6 | 276.5 | 296.1 | 289.9 | 0.8 | 0
11:00 | 15.9 | 172.7 | 0 | 40.5 | 276.7 | 296 | 290.1 | 1.5 | 0
noon | 15.9 | -172.7 | 0 | 42.7 | 277.2 | 295.8 | 290.1 | 1.4 | 0
13:00 | 13.6 | -158.4 | 0 | 38.1 | 277.6 | 295.7 | 290.4 | 1.3 | 0
14:00 | 9.3 | -144.9 | 0 | 26.7 | 277.5 | 296.3 | 290.4 | 0.8 | 0
15:00 | 3.3 | -132.2 | 0 | 13.2 | 277.3 | 295.9 | 289.9 | 0.6 | 0
16:00 | -4 | -120.3 | 0 | 0.6 | 277 | 295.8 | 289.7 | 0 | 0
17:00 | -12.3 | -108.9 | 0 | 0 | 276.8 | 295.6 | 289.5 | 0.1 | 0
18:00 | -21.1 | -97.6 | 0 | 0 | 276.5 | 295.5 | 289.4 | 0.1 | 0
19:00 | -30.2 | -85.8 | 0 | 0 | 276.3 | 295.2 | 289.2 | 0.1 | 0
20:00 | -39.2 | -72.7 | 0 | 0 | 276.1 | 295.1 | 288.9 | 0.2 | 0
21:00 | -47.5 | -57.1 | 0 | 0 | 276.1 | 295.2 | 289 | 0.1 | 0
22:00 | -54.2 | -37.6 | 0 | 0 | 276 | 295.2 | 289 | 0.2 | 0
23:00 | -58.1 | -13.3 | 0 | 0 | 275.9 | 295.2 | 288.9 | 0.2 | 0
February
| solar | solar | direct | diffuse | outdoor | indoor | window | heating | blinds
| altitude | azimuth | radiation | radiation | temp. | temp. | temp. | load | closed
| (degrees) | (degrees) | (W-h/m2) | (W-h/m2) | (K) | (K) | (K) | (W-h/m2) | (% time)
midnight | -50.4 | 11.4 | 0 | 0 | 275.4 | 294.1 | 288 | 118.5 | 0
1:00 | -46.9 | 33 | 0 | 0 | 275.3 | 294.1 | 288 | 112.5 | 0
2:00 | -40.8 | 51.4 | 0 | 0 | 275.2 | 294.1 | 288 | 116.7 | 0
3:00 | -32.9 | 66.9 | 0 | 0 | 275.2 | 294.1 | 288 | 123.2 | 0
4:00 | -24.2 | 80.2 | 0 | 0 | 275.2 | 294.1 | 288 | 125.2 | 0
5:00 | -15.1 | 92.3 | 0 | 0 | 275.1 | 294.1 | 287.9 | 129.8 | 0
6:00 | -6.1 | 104 | 0 | 0 | 275.1 | 294.1 | 287.9 | 129.6 | 0
7:00 | 2.4 | 115.9 | 0 | 2.3 | 275.1 | 294.1 | 288 | 133.2 | 0
8:00 | 10.1 | 128.3 | 0 | 20.6 | 275.5 | 295.4 | 289.1 | 0 | 0
9:00 | 16.5 | 141.8 | 0 | 40.4 | 276.1 | 296 | 289.7 | 1.4 | 0
10:00 | 21.2 | 156.4 | 0 | 55.1 | 276.7 | 296 | 290.6 | 2.2 | 0
11:00 | 23.7 | 172 | 0 | 60.6 | 277.3 | 295.7 | 290.5 | 2.3 | 0
noon | 23.7 | -172 | 0 | 65.1 | 277.9 | 295.7 | 290.7 | 2.1 | 0
13:00 | 21.2 | -156.4 | 0 | 57 | 278.4 | 296 | 290.8 | 2 | 0
14:00 | 16.5 | -141.8 | 0 | 53.5 | 278.5 | 295.8 | 290.7 | 2 | 0
15:00 | 10.1 | -128.3 | 0 | 36 | 278.3 | 295.8 | 290.5 | 1.4 | 0
16:00 | 2.4 | -115.9 | 0 | 14.5 | 277.7 | 296.1 | 290.2 | 0.4 | 0
17:00 | -6.1 | -104 | 0 | 0.3 | 277.1 | 295.9 | 289.8 | 0.1 | 0
18:00 | -15.1 | -92.3 | 0 | 0 | 276.7 | 295.6 | 289.6 | 0.1 | 0
19:00 | -24.2 | -80.2 | 0 | 0 | 276.3 | 295.5 | 289.3 | 0 | 0
20:00 | -32.9 | -66.9 | 0 | 0 | 276 | 295.5 | 289.2 | 0.1 | 0
21:00 | -40.8 | -51.4 | 0 | 0 | 275.7 | 295.3 | 288.9 | 0.1 | 0
22:00 | -46.9 | -33 | 0 | 0 | 275.5 | 295.2 | 288.8 | 0.1 | 0
23:00 | -50.4 | -11.4 | 0 | 0 | 275.4 | 295.1 | 288.7 | 0.1 | 0
March
| solar | solar | direct | diffuse | outdoor | indoor | window | heating | blinds
| altitude | azimuth | radiation | radiation | temp. | temp. | temp. | load | closed
| (degrees) | (degrees) | (W-h/m2) | (W-h/m2) | (K) | (K) | (K) | (W-h/m2) | (% time)
midnight | -39 | 9.6 | 0 | 0 | 276.9 | 294.1 | 288.5 | 130 | 0
1:00 | -36 | 28.2 | 0 | 0 | 276.8 | 294.1 | 288.5 | 133.5 | 0
2:00 | -30.6 | 45 | 0 | 0 | 276.7 | 294.1 | 288.4 | 137.7 | 0
3:00 | -23.4 | 59.7 | 0 | 0 | 276.5 | 294.1 | 288.4 | 130.2 | 0
4:00 | -15 | 72.9 | 0 | 0 | 276.3 | 294.1 | 288.3 | 131.5 | 0
5:00 | -6.1 | 85.2 | 0 | 0 | 276.4 | 294.1 | 288.3 | 126.3 | 0
6:00 | 2.9 | 97.1 | 0 | 4.1 | 276.6 | 294.1 | 288.4 | 118.7 | 0
7:00 | 11.8 | 109.3 | 0 | 24.9 | 276.9 | 294.1 | 288.8 | 114.6 | 0
8:00 | 20 | 122.4 | 0 | 48.1 | 277.4 | 296 | 290.2 | 0.9 | 0
9:00 | 27 | 136.9 | 0 | 66.7 | 278 | 295.8 | 290.7 | 1.8 | 0
10:00 | 32.2 | 153.1 | 0 | 85.8 | 278.8 | 295.6 | 291.5 | 1.8 | 0
11:00 | 35.1 | 170.8 | 0 | 100 | 279.8 | 295.8 | 291.6 | 2.3 | 0
noon | 35.1 | -170.8 | 0 | 101.7 | 280.5 | 295.9 | 292 | 2.1 | 0
13:00 | 32.2 | -153.1 | 0 | 93 | 281.2 | 296 | 292.2 | 1.5 | 0
14:00 | 27 | -136.9 | 0 | 79.8 | 281.5 | 295.7 | 292.3 | 1.4 | 0
15:00 | 20 | -122.4 | 0 | 58.9 | 281.4 | 295.7 | 291.8 | 1.2 | 0
16:00 | 11.8 | -109.3 | 0 | 34.5 | 280.9 | 296 | 291.2 | 1.1 | 0
17:00 | 2.9 | -97.1 | 0 | 15.4 | 280.1 | 295.9 | 290.7 | 0.8 | 0
18:00 | -6.1 | -85.2 | 0 | 0 | 279.4 | 295.7 | 290.5 | 0.3 | 0
19:00 | -15 | -72.9 | 0 | 0 | 278.7 | 295.5 | 289.9 | 0.4 | 0
20:00 | -23.4 | -59.7 | 0 | 0 | 278.2 | 295.4 | 289.9 | 0.3 | 0
21:00 | -30.6 | -45 | 0 | 0 | 277.8 | 295.7 | 289.8 | 0.3 | 0
22:00 | -36 | -28.2 | 0 | 0 | 277.3 | 295.6 | 289.7 | 0.4 | 0
23:00 | -39 | -9.6 | 0 | 0 | 277.1 | 295.5 | 289.5 | 0.6 | 0
April
| solar | solar | direct | diffuse | outdoor | indoor | window | heating | blinds
| altitude | azimuth | radiation | radiation | temp. | temp. | temp. | load | closed
| (degrees) | (degrees) | (W-h/m2) | (W-h/m2) | (K) | (K) | (K) | (W-h/m2) | (% time)
midnight | -27.1 | 8.3 | 0 | 0 | 278.5 | 294.1 | 289 | 106.6 | 0
1:00 | -24.5 | 24.4 | 0 | 0 | 278.2 | 294.1 | 288.9 | 104.9 | 0
2:00 | -19.7 | 39.5 | 0 | 0 | 278 | 294.1 | 288.9 | 106.5 | 0
3:00 | -13.1 | 53.3 | 0 | 0 | 277.7 | 294.1 | 288.8 | 108.6 | 0
4:00 | -5.2 | 66 | 0 | 0 | 277.4 | 294.1 | 288.7 | 107.6 | 0
5:00 | 3.4 | 78 | 3 | 8 | 277.6 | 294.1 | 288.8 | 106.1 | 0
6:00 | 12.4 | 89.8 | 0.4 | 33.9 | 278.1 | 294.1 | 289.2 | 108.4 | 0
7:00 | 21.5 | 102 | 0 | 60.7 | 278.8 | 294.1 | 289.8 | 103.9 | 0
8:00 | 30.1 | 115.3 | 0 | 79.7 | 279.5 | 295.8 | 291.6 | 1.7 | 0
9:00 | 37.7 | 130.6 | 0 | 102.3 | 280.6 | 296.2 | 291.8 | 2.5 | 0
10:00 | 43.7 | 148.5 | 0 | 121.4 | 281.5 | 296.1 | 292.7 | 2.5 | 0
11:00 | 47 | 169.1 | 0 | 133.9 | 282.5 | 296 | 292.9 | 2 | 0
noon | 47 | -169.1 | 0 | 135.6 | 283.5 | 295.9 | 293.2 | 1.7 | 0
13:00 | 43.7 | -148.5 | 0 | 127.4 | 284.2 | 296 | 293.5 | 1.5 | 0
14:00 | 37.7 | -130.6 | 0 | 116.3 | 284.7 | 295.8 | 293.6 | 1.1 | 0
15:00 | 30.1 | -115.3 | 0 | 86.8 | 285 | 296.2 | 293.3 | 0.9 | 0
16:00 | 21.5 | -102 | 0 | 66.8 | 284.7 | 295.8 | 292.9 | 0.9 | 0
17:00 | 12.4 | -89.8 | 0.5 | 41.3 | 283.9 | 295.8 | 292.6 | 0.8 | 0
18:00 | 3.4 | -78 | 12.3 | 16.4 | 283 | 295.9 | 292 | 0.8 | 0
19:00 | -5.2 | -66 | 0 | 0 | 282 | 295.9 | 291.2 | 0.2 | 0
20:00 | -13.1 | -53.3 | 0 | 0 | 281 | 296.3 | 291.2 | 0.2 | 0
21:00 | -19.7 | -39.5 | 0 | 0 | 280 | 296.2 | 291 | 0.1 | 0
22:00 | -24.5 | -24.4 | 0 | 0 | 279.3 | 295.9 | 290.3 | 0.5 | 0
23:00 | -27.1 | -8.3 | 0 | 0 | 278.6 | 296.1 | 290.3 | 0 | 0
May
| solar | solar | direct | diffuse | outdoor | indoor | window | heating | blinds
| altitude | azimuth | radiation | radiation | temp. | temp. | temp. | load | closed
| (degrees) | (degrees) | (W-h/m2) | (W-h/m2) | (K) | (K) | (K) | (W-h/m2) | (% time)
midnight | -17.9 | 7.4 | 0 | 0 | 281 | 294.1 | 289.8 | 76.7 | 0
1:00 | -15.5 | 22 | 0 | 0 | 280.8 | 294.1 | 289.7 | 77.4 | 0
2:00 | -11.1 | 35.8 | 0 | 0 | 280.5 | 294.1 | 289.7 | 77.9 | 0
3:00 | -5 | 48.7 | 0 | 0 | 280.2 | 294.1 | 289.5 | 76.6 | 0
4:00 | 2.4 | 60.8 | 12.8 | 10.9 | 280.2 | 294.1 | 289.8 | 77.9 | 0
5:00 | 10.7 | 72.3 | 41.5 | 40.6 | 280.5 | 294.1 | 290.5 | 75.5 | 0
6:00 | 19.6 | 83.7 | 18 | 62.9 | 280.9 | 294.1 | 290.6 | 75.6 | 0
7:00 | 28.7 | 95.6 | 0 | 84.8 | 281.8 | 294.1 | 291 | 66.5 | 0
8:00 | 37.6 | 108.8 | 0 | 101.3 | 282.7 | 295.8 | 292.5 | 1 | 0
9:00 | 45.8 | 124.4 | 0 | 131.7 | 283.7 | 295.8 | 293.6 | 1.3 | 0
10:00 | 52.4 | 143.6 | 0 | 145.9 | 284.8 | 296.2 | 294.1 | 1.2 | 0
11:00 | 56.2 | 167.2 | 0 | 152.2 | 285.8 | 296.1 | 294.4 | 0.8 | 0
noon | 56.2 | -167.2 | 0 | 145.7 | 286.8 | 295.9 | 294.6 | 0.6 | 0
13:00 | 52.4 | -143.6 | 0 | 137.1 | 287.6 | 296.6 | 295 | 0.4 | 0
14:00 | 45.8 | -124.4 | 0 | 134.2 | 288 | 296.3 | 295 | 0.5 | 0
15:00 | 37.6 | -108.8 | 0 | 116.3 | 288 | 296.6 | 294.7 | 0.3 | 0
16:00 | 28.7 | -95.6 | 0 | 97.6 | 287.9 | 296.3 | 294.4 | 0.3 | 0
17:00 | 19.6 | -83.7 | 19 | 74.3 | 287.3 | 296.2 | 294.1 | 0.4 | 0
18:00 | 10.7 | -72.3 | 47.9 | 48.7 | 286.3 | 296.3 | 293.9 | 0.3 | 0
19:00 | 2.4 | -60.8 | 25.2 | 18.1 | 285.1 | 296.2 | 292.9 | 0.2 | 0
20:00 | -5 | -48.7 | 0 | 0 | 284 | 295.9 | 291.9 | 0.2 | 0
21:00 | -11.1 | -35.8 | 0 | 0 | 283.1 | 296.1 | 291.8 | 0.2 | 0
22:00 | -15.5 | -22 | 0 | 0 | 282.3 | 296 | 291.5 | 0.2 | 0
23:00 | -17.9 | -7.4 | 0 | 0 | 281.5 | 296 | 291.3 | 0.3 | 0
June
| solar | solar | direct | diffuse | outdoor | indoor | window | heating | blinds
| altitude | azimuth | radiation | radiation | temp. | temp. | temp. | load | closed
| (degrees) | (degrees) | (W-h/m2) | (W-h/m2) | (K) | (K) | (K) | (W-h/m2) | (% time)
midnight | -13.8 | 7 | 0 | 0 | 284.5 | 294.1 | 290.9 | 43.6 | 0
1:00 | -11.6 | 21 | 0 | 0 | 284.2 | 294.1 | 290.9 | 42.6 | 0
2:00 | -7.3 | 34.3 | 0 | 0 | 283.9 | 294.1 | 290.7 | 39.4 | 0
3:00 | -1.4 | 46.7 | 0 | 0 | 283.6 | 294.1 | 290.6 | 38.3 | 0
4:00 | 5.8 | 58.4 | 47 | 27.4 | 283.7 | 294.2 | 291.6 | 38.4 | 0
5:00 | 14 | 69.7 | 54.6 | 52.4 | 284.2 | 294.3 | 292.1 | 37.6 | 0
6:00 | 22.8 | 80.8 | 26.7 | 76.8 | 284.6 | 294.4 | 292.1 | 38.4 | 0
7:00 | 31.9 | 92.5 | 0 | 90.6 | 285.2 | 294.4 | 292.3 | 37.1 | 0
8:00 | 40.9 | 105.5 | 0 | 104.6 | 286.2 | 296.2 | 294.1 | 0.3 | 0
9:00 | 49.2 | 121 | 0 | 130.5 | 287.2 | 296.9 | 294.9 | 0.3 | 0
10:00 | 56.1 | 140.8 | 0 | 140.9 | 288.1 | 296.5 | 295.5 | 0.2 | 0
11:00 | 60.2 | 166 | 0 | 149.1 | 289.1 | 297.6 | 296.1 | 0.2 | 0
noon | 60.2 | -166 | 0 | 150.4 | 290 | 298.1 | 297 | 0.1 | 0
13:00 | 56.1 | -140.8 | 0 | 149.6 | 290.6 | 298 | 297.5 | 0 | 0
14:00 | 49.2 | -121 | 0 | 133.5 | 291 | 297.7 | 296.9 | 0 | 0
15:00 | 40.9 | -105.5 | 0 | 111.8 | 291.1 | 297.7 | 296.7 | 0 | 0
16:00 | 31.9 | -92.5 | 0 | 113.1 | 290.9 | 297.3 | 296.3 | 0.1 | 0
17:00 | 22.8 | -80.8 | 25.1 | 93.4 | 290.2 | 297.2 | 295.9 | 0.2 | 0
18:00 | 14 | -69.7 | 50.8 | 67.2 | 289.3 | 297 | 295.7 | 0.2 | 0
19:00 | 5.8 | -58.4 | 47.8 | 41 | 288.3 | 296.7 | 294.9 | 0.2 | 0
20:00 | -1.4 | -46.7 | 0 | 0 | 287.4 | 296.2 | 293.6 | 0 | 0
21:00 | -7.3 | -34.3 | 0 | 0 | 286.4 | 296.3 | 293.1 | 0.1 | 0
22:00 | -11.6 | -21 | 0 | 0 | 285.7 | 296.1 | 292.6 | 0.2 | 0
23:00 | -13.8 | -7 | 0 | 0 | 284.8 | 295.8 | 292.3 | 0.2 | 0
July
| solar | solar | direct | diffuse | outdoor | indoor | window | heating | blinds
| altitude | azimuth | radiation | radiation | temp. | temp. | temp. | load | closed
| (degrees) | (degrees) | (W-h/m2) | (W-h/m2) | (K) | (K) | (K) | (W-h/m2) | (% time)
midnight | -15.9 | 7.2 | 0 | 0 | 286.4 | 294.6 | 292 | 16.4 | 0
1:00 | -13.7 | 21.5 | 0 | 0 | 286.1 | 294.2 | 291.5 | 20.1 | 0
2:00 | -9.3 | 35.1 | 0 | 0 | 285.6 | 294.1 | 291.3 | 20.6 | 0
3:00 | -3.3 | 47.8 | 0 | 0 | 285.3 | 294.1 | 291.2 | 19.1 | 0
4:00 | 4 | 59.7 | 7.4 | 13.9 | 285.5 | 294.3 | 291.6 | 19.9 | 0
5:00 | 12.3 | 71 | 22.1 | 43.4 | 285.8 | 294.9 | 292.5 | 16.5 | 0
6:00 | 21.1 | 82.3 | 12.9 | 72.5 | 286.4 | 295.5 | 293.3 | 16.3 | 0
7:00 | 30.2 | 94.1 | 0 | 90.2 | 286.8 | 295.9 | 293.8 | 14.1 | 0
8:00 | 39.2 | 107.3 | 0 | 107.5 | 287.6 | 296.7 | 295.1 | 0.1 | 0
9:00 | 47.4 | 122.8 | 0 | 130 | 288.7 | 297.3 | 295.7 | 0 | 0
10:00 | 54.2 | 142.4 | 0 | 152.9 | 289.7 | 297.5 | 296.5 | 0 | 0
11:00 | 58.1 | 166.6 | 0 | 166.1 | 290.7 | 297.8 | 297.2 | 0 | 0
noon | 58.1 | -166.6 | 0 | 174.3 | 291.7 | 298 | 297.8 | 0 | 0
13:00 | 54.2 | -142.4 | 0 | 161.4 | 292.5 | 298.1 | 298 | 0 | 0
14:00 | 47.4 | -122.8 | 0 | 145.3 | 292.9 | 297.9 | 297.8 | 0 | 0
15:00 | 39.2 | -107.3 | 0 | 120.5 | 293 | 297.6 | 297.3 | 0 | 0
16:00 | 30.2 | -94.1 | 0 | 114.7 | 292.8 | 297.7 | 297.3 | 0 | 0
17:00 | 21.1 | -82.3 | 18.9 | 91.1 | 292.4 | 297.5 | 296.8 | 0 | 0
18:00 | 12.3 | -71 | 59.5 | 68.5 | 291.5 | 297.7 | 296.9 | 0 | 0
19:00 | 4 | -59.7 | 57.7 | 35.1 | 290.4 | 297.7 | 296.3 | 0 | 0
20:00 | -3.3 | -47.8 | 0 | 0 | 289.3 | 297.1 | 294.5 | 0 | 0
21:00 | -9.3 | -35.1 | 0 | 0 | 288.4 | 297.1 | 294.2 | 0 | 0
22:00 | -13.7 | -21.5 | 0 | 0 | 287.5 | 297 | 293.8 | 0 | 0
23:00 | -15.9 | -7.2 | 0 | 0 | 286.8 | 297.1 | 293.6 | 0 | 0
August
| solar | solar | direct | diffuse | outdoor | indoor | window | heating | blinds
| altitude | azimuth | radiation | radiation | temp. | temp. | temp. | load | closed
| (degrees) | (degrees) | (W-h/m2) | (W-h/m2) | (K) | (K) | (K) | (W-h/m2) | (% time)
midnight | -23.7 | 7.9 | 0 | 0 | 286.4 | 294.4 | 291.8 | 14.6 | 0
1:00 | -21.3 | 23.5 | 0 | 0 | 286 | 294.2 | 291.5 | 16 | 0
2:00 | -16.6 | 38.1 | 0 | 0 | 285.9 | 294.1 | 291.4 | 17.7 | 0
3:00 | -10.1 | 51.6 | 0 | 0 | 285.4 | 294.1 | 291.2 | 18.9 | 0
4:00 | -2.4 | 64.1 | 0 | 0 | 285.1 | 294.1 | 291.1 | 21.2 | 0
5:00 | 6 | 75.9 | 12.7 | 19 | 285.3 | 294.4 | 291.7 | 19.5 | 0
6:00 | 15.1 | 87.6 | 5.8 | 45.6 | 285.9 | 295 | 292.4 | 17.8 | 0
7:00 | 24.2 | 99.7 | 0 | 76 | 286.5 | 295.5 | 293.3 | 17.6 | 0
8:00 | 32.9 | 113.1 | 0 | 96.4 | 287.3 | 296.8 | 294.7 | 0 | 0
9:00 | 40.7 | 128.5 | 0 | 119 | 288.2 | 297.2 | 295.5 | 0 | 0
10:00 | 46.9 | 146.9 | 0 | 144.3 | 289.3 | 297 | 296 | 0 | 0
11:00 | 50.3 | 168.5 | 0 | 156.9 | 290.4 | 297.5 | 296.7 | 0 | 0
noon | 50.3 | -168.5 | 0 | 169.1 | 291.3 | 297.8 | 297.4 | 0 | 0
13:00 | 46.9 | -146.9 | 0 | 150.2 | 292 | 298 | 297.7 | 0 | 0
14:00 | 40.7 | -128.5 | 0 | 130.8 | 292.5 | 298 | 297.6 | 0 | 0
15:00 | 32.9 | -113.1 | 0 | 103.7 | 292.6 | 298 | 297.2 | 0 | 0
16:00 | 24.2 | -99.7 | 0 | 76.7 | 292.2 | 297.7 | 296.6 | 0 | 0
17:00 | 15.1 | -87.6 | 6.3 | 56.4 | 291.7 | 297.3 | 296.2 | 0 | 0
18:00 | 6 | -75.9 | 24.9 | 35.1 | 290.9 | 297.3 | 295.8 | 0 | 0
19:00 | -2.4 | -64.1 | 0 | 6 | 289.9 | 297.2 | 294.7 | 0 | 0
20:00 | -10.1 | -51.6 | 0 | 0 | 289 | 297 | 294.2 | 0 | 0
21:00 | -16.6 | -38.1 | 0 | 0 | 288.1 | 297 | 293.8 | 0 | 0
22:00 | -21.3 | -23.5 | 0 | 0 | 287.3 | 296.7 | 293.4 | 0 | 0
23:00 | -23.7 | -7.9 | 0 | 0 | 286.6 | 296.5 | 293.4 | 0 | 0
September
| solar | solar | direct | diffuse | outdoor | indoor | window | heating | blinds
| altitude | azimuth | radiation | radiation | temp. | temp. | temp. | load | closed
| (degrees) | (degrees) | (W-h/m2) | (W-h/m2) | (K) | (K) | (K) | (W-h/m2) | (% time)
midnight | -35.1 | 9.1 | 0 | 0 | 284.9 | 294.5 | 291.4 | 43 | 0
1:00 | -32.3 | 26.9 | 0 | 0 | 284.8 | 294.3 | 291.2 | 43.5 | 0
2:00 | -27.1 | 43.1 | 0 | 0 | 284.5 | 294.2 | 291 | 43.1 | 0
3:00 | -20 | 57.5 | 0 | 0 | 284.3 | 294.1 | 290.9 | 42.6 | 0
4:00 | -11.8 | 70.6 | 0 | 0 | 284.1 | 294.1 | 290.8 | 43.3 | 0
5:00 | -3 | 82.8 | 0 | 0.3 | 284 | 294.1 | 290.8 | 45.4 | 0
6:00 | 6 | 94.7 | 0 | 19.9 | 284.3 | 294.2 | 291.1 | 42.6 | 0
7:00 | 15 | 107 | 0 | 44.4 | 284.7 | 294.7 | 291.8 | 37.4 | 0
8:00 | 23.3 | 120.2 | 0 | 67.9 | 285.4 | 297 | 293.8 | 0.3 | 0
9:00 | 30.6 | 135 | 0 | 89.9 | 286.1 | 297 | 294.2 | 0.6 | 0
10:00 | 36 | 151.7 | 0 | 104.9 | 286.8 | 297 | 294.8 | 0.3 | 0
11:00 | 39 | 170.3 | 0 | 105.9 | 287.6 | 297 | 294.9 | 0.3 | 0
noon | 39 | -170.3 | 0 | 104.9 | 288.3 | 297 | 295.2 | 0.2 | 0
13:00 | 36 | -151.7 | 0 | 101.4 | 288.9 | 297.2 | 295.5 | 0.2 | 0
14:00 | 30.6 | -135 | 0 | 92.6 | 289.4 | 297 | 295.7 | 0.1 | 0
15:00 | 23.3 | -120.2 | 0 | 73.2 | 289.5 | 296.9 | 295.4 | 0.2 | 0
16:00 | 15 | -107 | 0 | 44.6 | 289.3 | 297.1 | 294.9 | 0 | 0
17:00 | 6 | -94.7 | 0 | 23.9 | 288.6 | 297.1 | 294.3 | 0.1 | 0
18:00 | -3 | -82.8 | 0 | 2.4 | 287.8 | 296.6 | 293.8 | 0.1 | 0
19:00 | -11.8 | -70.6 | 0 | 0 | 287.1 | 296.7 | 293.4 | 0.1 | 0
20:00 | -20 | -57.5 | 0 | 0 | 286.5 | 296.5 | 293.4 | 0.1 | 0
21:00 | -27.1 | -43.1 | 0 | 0 | 285.9 | 296.9 | 293.1 | 0 | 0
22:00 | -32.3 | -26.9 | 0 | 0 | 285.3 | 296.8 | 292.9 | 0.2 | 0
23:00 | -35.1 | -9.1 | 0 | 0 | 285 | 296.8 | 292.9 | 0.1 | 0
October
| solar | solar | direct | diffuse | outdoor | indoor | window | heating | blinds
| altitude | azimuth | radiation | radiation | temp. | temp. | temp. | load | closed
| (degrees) | (degrees) | (W-h/m2) | (W-h/m2) | (K) | (K) | (K) | (W-h/m2) | (% time)
midnight | -47 | 10.8 | 0 | 0 | 282.1 | 294.1 | 290.2 | 58.9 | 0
1:00 | -43.7 | 31.4 | 0 | 0 | 282.1 | 294.1 | 290.2 | 58.2 | 0
2:00 | -37.8 | 49.3 | 0 | 0 | 282 | 294.1 | 290.1 | 59.6 | 0
3:00 | -30.1 | 64.6 | 0 | 0 | 281.8 | 294.1 | 290.1 | 60.5 | 0
4:00 | -21.5 | 78 | 0 | 0 | 281.8 | 294.1 | 290.1 | 62 | 0
5:00 | -12.4 | 90.2 | 0 | 0 | 281.7 | 294.1 | 290 | 66.8 | 0
6:00 | -3.4 | 102 | 0 | 0.8 | 281.8 | 294.1 | 290.1 | 67.4 | 0
7:00 | 5.2 | 114 | 0 | 16.8 | 282.2 | 294.1 | 290.4 | 65.5 | 0
8:00 | 13 | 126.6 | 0 | 37.6 | 282.6 | 296.2 | 292.3 | 0.3 | 0
9:00 | 19.7 | 140.4 | 0 | 61.3 | 283.3 | 296.3 | 292.3 | 1 | 0
10:00 | 24.5 | 155.5 | 0 | 70.4 | 283.9 | 296.2 | 292.9 | 0.9 | 0
11:00 | 27.1 | 171.7 | 0 | 81.3 | 284.6 | 296.2 | 293.2 | 0.7 | 0
noon | 27.1 | -171.7 | 0 | 79 | 285.1 | 296.2 | 293.3 | 0.8 | 0
13:00 | 24.5 | -155.5 | 0 | 65.6 | 285.4 | 296.1 | 293.5 | 0.6 | 0
14:00 | 19.7 | -140.4 | 0 | 49.7 | 285.5 | 295.9 | 293.4 | 0.7 | 0
15:00 | 13 | -126.6 | 0 | 33.4 | 285.3 | 296.1 | 292.9 | 0.3 | 0
16:00 | 5.2 | -114 | 0 | 14.6 | 284.7 | 296.2 | 292.5 | 0.2 | 0
17:00 | -3.4 | -102 | 0 | 0.4 | 284.1 | 296.1 | 292.3 | 0.3 | 0
18:00 | -12.4 | -90.2 | 0 | 0 | 283.5 | 296.2 | 292.1 | 0.1 | 0
19:00 | -21.5 | -78 | 0 | 0 | 283.1 | 296.2 | 291.8 | 0.2 | 0
20:00 | -30.1 | -64.6 | 0 | 0 | 282.8 | 296.3 | 292 | 0.1 | 0
21:00 | -37.8 | -49.3 | 0 | 0 | 282.5 | 296.3 | 291.6 | 0.2 | 0
22:00 | -43.7 | -31.4 | 0 | 0 | 282.4 | 296.1 | 291.8 | 0.2 | 0
23:00 | -47 | -10.8 | 0 | 0 | 282.2 | 296.5 | 291.8 | 0.1 | 0
November
| solar | solar | direct | diffuse | outdoor | indoor | window | heating | blinds
| altitude | azimuth | radiation | radiation | temp. | temp. | temp. | load | closed
| (degrees) | (degrees) | (W-h/m2) | (W-h/m2) | (K) | (K) | (K) | (W-h/m2) | (% time)
midnight | -56.2 | 12.8 | 0 | 0 | 278.9 | 294.1 | 289.1 | 105.3 | 0
1:00 | -52.4 | 36.3 | 0 | 0 | 278.8 | 294.1 | 289.1 | 105.6 | 0
2:00 | -45.8 | 55.6 | 0 | 0 | 278.6 | 294.1 | 289.1 | 111.8 | 0
3:00 | -37.7 | 71.1 | 0 | 0 | 278.5 | 294.1 | 289 | 108.2 | 0
4:00 | -28.8 | 84.3 | 0 | 0 | 278.4 | 294.1 | 289 | 104.1 | 0
5:00 | -19.7 | 96.2 | 0 | 0 | 278.4 | 294.1 | 289 | 107.6 | 0
6:00 | -10.7 | 107.7 | 0 | 0 | 278.3 | 294.1 | 289 | 108 | 0
7:00 | -2.4 | 119.2 | 0 | 1 | 278.2 | 294.1 | 288.9 | 108.6 | 0
8:00 | 5 | 131.2 | 0 | 16 | 278.4 | 295.6 | 290.2 | 0 | 0
9:00 | 11.1 | 144.1 | 0 | 30.1 | 278.8 | 296.1 | 290.7 | 0.7 | 0
10:00 | 15.5 | 157.9 | 0 | 45.9 | 279.2 | 295.9 | 290.9 | 1.5 | 0
11:00 | 17.8 | 172.5 | 0 | 57.8 | 279.7 | 295.7 | 291.5 | 1.4 | 0
noon | 17.8 | -172.5 | 0 | 55.3 | 280.1 | 295.8 | 291.5 | 1.1 | 0
13:00 | 15.5 | -157.9 | 0 | 47.3 | 280.3 | 296.2 | 291.3 | 1.3 | 0
14:00 | 11.1 | -144.1 | 0 | 30.2 | 280.4 | 295.9 | 291.2 | 1 | 0
15:00 | 5 | -131.2 | 0 | 12.9 | 280.2 | 295.8 | 291 | 0.4 | 0
16:00 | -2.4 | -119.2 | 0 | 0 | 280 | 296 | 290.8 | 0 | 0
17:00 | -10.7 | -107.7 | 0 | 0 | 279.7 | 296 | 290.7 | 0.2 | 0
18:00 | -19.7 | -96.2 | 0 | 0 | 279.6 | 295.7 | 290.4 | 0.1 | 0
19:00 | -28.8 | -84.3 | 0 | 0 | 279.4 | 295.8 | 290.5 | 0.1 | 0
20:00 | -37.7 | -71.1 | 0 | 0 | 279.4 | 295.3 | 290.3 | 0.4 | 0
21:00 | -45.8 | -55.6 | 0 | 0 | 279.2 | 295.6 | 290.2 | 0 | 0
22:00 | -52.4 | -36.3 | 0 | 0 | 279 | 295.5 | 290.1 | 0.2 | 0
23:00 | -56.2 | -12.8 | 0 | 0 | 278.8 | 295.4 | 290.1 | 0.1 | 0
December
| solar | solar | direct | diffuse | outdoor | indoor | window | heating | blinds
| altitude | azimuth | radiation | radiation | temp. | temp. | temp. | load | closed
| (degrees) | (degrees) | (W-h/m2) | (W-h/m2) | (K) | (K) | (K) | (W-h/m2) | (% time)
midnight | -60.2 | 13.9 | 0 | 0 | 276.9 | 294.1 | 288.5 | 110.5 | 0
1:00 | -56.1 | 39.1 | 0 | 0 | 276.8 | 294.1 | 288.5 | 113.9 | 0
2:00 | -49.2 | 58.9 | 0 | 0 | 276.8 | 294.1 | 288.5 | 114.2 | 0
3:00 | -40.9 | 74.4 | 0 | 0 | 276.8 | 294.1 | 288.5 | 114.2 | 0
4:00 | -31.9 | 87.4 | 0 | 0 | 276.9 | 294.1 | 288.5 | 111.6 | 0
5:00 | -22.8 | 99.1 | 0 | 0 | 277 | 294.1 | 288.5 | 114.6 | 0
6:00 | -14 | 110.2 | 0 | 0 | 276.9 | 294.1 | 288.5 | 111.8 | 0
7:00 | -5.8 | 121.5 | 0 | 0 | 276.9 | 294.1 | 288.5 | 109 | 0
8:00 | 1.4 | 133.2 | 0 | 1.8 | 277.1 | 294.8 | 289 | 0 | 0
9:00 | 7.3 | 145.7 | 0 | 14.9 | 277.3 | 295.6 | 289.9 | 0.2 | 0
10:00 | 11.6 | 158.9 | 0 | 28.6 | 277.7 | 296 | 290.2 | 0.7 | 0
11:00 | 13.8 | 172.9 | 0 | 36.8 | 277.9 | 296.2 | 290.5 | 1 | 0
noon | 13.8 | -172.9 | 0 | 37.9 | 278.2 | 295.7 | 290.6 | 1.8 | 0
13:00 | 11.6 | -158.9 | 0 | 29 | 278.4 | 295.9 | 290.3 | 0.8 | 0
14:00 | 7.3 | -145.7 | 0 | 18.1 | 278.3 | 295.7 | 290.4 | 0.6 | 0
15:00 | 1.4 | -133.2 | 0 | 4.7 | 278.2 | 296 | 290.2 | 0.1 | 0
16:00 | -5.8 | -121.5 | 0 | 0 | 277.8 | 296 | 290 | 0.1 | 0
17:00 | -14 | -110.2 | 0 | 0 | 277.7 | 295.7 | 290 | 0.3 | 0
18:00 | -22.8 | -99.1 | 0 | 0 | 277.5 | 295.6 | 289.8 | 0.1 | 0
19:00 | -31.9 | -87.4 | 0 | 0 | 277.5 | 295.7 | 289.7 | 0.1 | 0
20:00 | -40.9 | -74.4 | 0 | 0 | 277.3 | 295.8 | 289.7 | 0.1 | 0
21:00 | -49.2 | -58.9 | 0 | 0 | 277.1 | 295.7 | 289.7 | 0.1 | 0
22:00 | -56.1 | -39.1 | 0 | 0 | 277.1 | 295.5 | 289.6 | 0.1 | 0
23:00 | -60.2 | -13.9 | 0 | 0 | 277 | 295.5 | 289.4 | 0.3 | 0

## Sheet99
Scenario Four (green)
Tue Dec 03 2019 23:44:50 GMT+0000 (Greenwich Mean Time)
Setup Information:
Building
Location | UK - London
Building length, side A | N/A
Building length, side B | N/A
Simulation Type
Simulation Type | one_sided
Window Description
Typology | dgu_nb
Glazing Type | clear
Window Area | 99%
Wall Description
Insulation R-Value | 99999999.9 m2-K/W
Occupancy
Type | Low-rise Residential
Occupancy Load | 0.000 people per m2
Lighting Requirements | 400 lux
Equipment Load | 0.00 W/m2
Room Ventilation
Air Change Rate per Occupant | 15.0 liters / sec per person
Total Air Change Rate | 0.0 roomfuls per hour
Lighting Control
Lighting Control | lights do not respond to daylight: all lights fully on while building is occupied
Representative Room
Orientation | north
Room Depth | 27 m
Room Width | 5 m
Room Height | 2.2 m
Thermal Mass
Thermal Mass | none
Overhang
Overhang Depth | 0 m
Roof
Roof Type | adiabatic roof
Simulation Results:
Primary Energy Use and CO2 Emissions
| heating | cooling | lighting | total | CO2
| energy | energy | energy | energy | emissions
| (kWh/m2) | (kWh/m2) | (kWh/m2) | (kWh/m2) | (kg/m2)
January | 33.4 | 0 | 7.3 | 40.7 | 8.1
February | 28.1 | 0 | 6.6 | 34.7 | 6.9
March | 32.2 | 0 | 7.3 | 39.5 | 7.9
April | 26.1 | 0 | 7.1 | 33.2 | 6.6
May | 19 | 0 | 7.3 | 26.3 | 5.3
June | 9.5 | 0 | 7.1 | 16.6 | 3.3
July | 4.4 | 0 | 7.3 | 11.7 | 2.3
August | 4.4 | 0 | 7.3 | 11.7 | 2.3
September | 10.3 | 0 | 7.1 | 17.4 | 3.5
October | 15.7 | 0 | 7.3 | 23 | 4.6
November | 26 | 0 | 7.1 | 33.1 | 6.6
December | 28.1 | 0 | 7.3 | 35.4 | 7.1
Total | 237.2 | 0 | 86.1 | 323.3 | 64.7 | yearly energy
January
| solar | solar | direct | diffuse | outdoor | indoor | window | heating | blinds
| altitude | azimuth | radiation | radiation | temp. | temp. | temp. | load | closed
| (degrees) | (degrees) | (W-h/m2) | (W-h/m2) | (K) | (K) | (K) | (W-h/m2) | (% time)
midnight | -58.1 | 13.3 | 0 | 0 | 275.9 | 294.1 | 288.2 | 138 | 0
1:00 | -54.2 | 37.6 | 0 | 0 | 275.8 | 294.1 | 288.2 | 136.9 | 0
2:00 | -47.5 | 57.1 | 0 | 0 | 275.8 | 294.1 | 288.2 | 135.4 | 0
3:00 | -39.2 | 72.7 | 0 | 0 | 275.7 | 294.1 | 288.1 | 131.2 | 0
4:00 | -30.2 | 85.8 | 0 | 0 | 275.6 | 294.1 | 288.1 | 134 | 0
5:00 | -21.1 | 97.6 | 0 | 0 | 275.6 | 294.1 | 288.1 | 133.8 | 0
6:00 | -12.3 | 108.9 | 0 | 0 | 275.5 | 294.1 | 288.1 | 131.5 | 0
7:00 | -4 | 120.3 | 0 | 0 | 275.5 | 294.1 | 288.1 | 130.3 | 0
8:00 | 3.3 | 132.2 | 0 | 5.1 | 275.7 | 294.7 | 288.5 | 0.1 | 0
9:00 | 9.3 | 144.9 | 0 | 20.2 | 276.1 | 295.4 | 289.3 | 0.3 | 0
10:00 | 13.6 | 158.4 | 0 | 34.6 | 276.5 | 296 | 289.9 | 0.8 | 0
11:00 | 15.9 | 172.7 | 0 | 40.5 | 276.7 | 296.2 | 290.1 | 1.5 | 0
noon | 15.9 | -172.7 | 0 | 42.7 | 277.2 | 295.6 | 290.2 | 1.5 | 0
13:00 | 13.6 | -158.4 | 0 | 38.1 | 277.6 | 295.6 | 290.3 | 1.2 | 0
14:00 | 9.3 | -144.9 | 0 | 26.7 | 277.5 | 296 | 290.2 | 0.7 | 0
15:00 | 3.3 | -132.2 | 0 | 13.2 | 277.3 | 295.8 | 290.1 | 0.3 | 0
16:00 | -4 | -120.3 | 0 | 0.6 | 277 | 295.6 | 289.6 | 0 | 0
17:00 | -12.3 | -108.9 | 0 | 0 | 276.8 | 295.4 | 289.3 | 0.1 | 0
18:00 | -21.1 | -97.6 | 0 | 0 | 276.5 | 295.5 | 289.3 | 0.1 | 0
19:00 | -30.2 | -85.8 | 0 | 0 | 276.3 | 295.3 | 289.2 | 0.1 | 0
20:00 | -39.2 | -72.7 | 0 | 0 | 276.1 | 295.1 | 289 | 0.2 | 0
21:00 | -47.5 | -57.1 | 0 | 0 | 276.1 | 295.2 | 289 | 0.1 | 0
22:00 | -54.2 | -37.6 | 0 | 0 | 276 | 295.3 | 289 | 0.1 | 0
23:00 | -58.1 | -13.3 | 0 | 0 | 275.9 | 295.2 | 288.9 | 0.2 | 0
February
| solar | solar | direct | diffuse | outdoor | indoor | window | heating | blinds
| altitude | azimuth | radiation | radiation | temp. | temp. | temp. | load | closed
| (degrees) | (degrees) | (W-h/m2) | (W-h/m2) | (K) | (K) | (K) | (W-h/m2) | (% time)
midnight | -50.4 | 11.4 | 0 | 0 | 275.4 | 294.1 | 288 | 118.6 | 0
1:00 | -46.9 | 33 | 0 | 0 | 275.3 | 294.1 | 288 | 112.5 | 0
2:00 | -40.8 | 51.4 | 0 | 0 | 275.2 | 294.1 | 288 | 116.7 | 0
3:00 | -32.9 | 66.9 | 0 | 0 | 275.2 | 294.1 | 288 | 123.2 | 0
4:00 | -24.2 | 80.2 | 0 | 0 | 275.2 | 294.1 | 288 | 125.2 | 0
5:00 | -15.1 | 92.3 | 0 | 0 | 275.1 | 294.1 | 287.9 | 129.9 | 0
6:00 | -6.1 | 104 | 0 | 0 | 275.1 | 294.1 | 287.9 | 129.7 | 0
7:00 | 2.4 | 115.9 | 0 | 2.3 | 275.1 | 294.1 | 288 | 133.2 | 0
8:00 | 10.1 | 128.3 | 0 | 20.6 | 275.5 | 295.4 | 289 | 0 | 0
9:00 | 16.5 | 141.8 | 0 | 40.4 | 276.1 | 295.9 | 289.7 | 1.4 | 0
10:00 | 21.2 | 156.4 | 0 | 55.1 | 276.7 | 295.9 | 290.6 | 2.2 | 0
11:00 | 23.7 | 172 | 0 | 60.6 | 277.3 | 295.6 | 290.5 | 2.2 | 0
noon | 23.7 | -172 | 0 | 65.1 | 277.9 | 295.6 | 290.7 | 2.1 | 0
13:00 | 21.2 | -156.4 | 0 | 57 | 278.4 | 296.2 | 290.9 | 1.8 | 0
14:00 | 16.5 | -141.8 | 0 | 53.5 | 278.5 | 295.9 | 290.7 | 2.2 | 0
15:00 | 10.1 | -128.3 | 0 | 36 | 278.3 | 295.8 | 290.7 | 1.3 | 0
16:00 | 2.4 | -115.9 | 0 | 14.5 | 277.7 | 295.9 | 290.1 | 0.6 | 0
17:00 | -6.1 | -104 | 0 | 0.3 | 277.1 | 295.7 | 289.7 | 0 | 0
18:00 | -15.1 | -92.3 | 0 | 0 | 276.7 | 295.5 | 289.5 | 0.1 | 0
19:00 | -24.2 | -80.2 | 0 | 0 | 276.3 | 295.5 | 289.3 | 0 | 0
20:00 | -32.9 | -66.9 | 0 | 0 | 276 | 295.3 | 289.1 | 0.1 | 0
21:00 | -40.8 | -51.4 | 0 | 0 | 275.7 | 295.1 | 288.9 | 0.1 | 0
22:00 | -46.9 | -33 | 0 | 0 | 275.5 | 295.1 | 288.8 | 0.1 | 0
23:00 | -50.4 | -11.4 | 0 | 0 | 275.4 | 295 | 288.7 | 0.1 | 0
March
| solar | solar | direct | diffuse | outdoor | indoor | window | heating | blinds
| altitude | azimuth | radiation | radiation | temp. | temp. | temp. | load | closed
| (degrees) | (degrees) | (W-h/m2) | (W-h/m2) | (K) | (K) | (K) | (W-h/m2) | (% time)
midnight | -39 | 9.6 | 0 | 0 | 276.9 | 294.1 | 288.5 | 129.9 | 0
1:00 | -36 | 28.2 | 0 | 0 | 276.8 | 294.1 | 288.5 | 133.5 | 0
2:00 | -30.6 | 45 | 0 | 0 | 276.7 | 294.1 | 288.4 | 137.7 | 0
3:00 | -23.4 | 59.7 | 0 | 0 | 276.5 | 294.1 | 288.4 | 130.2 | 0
4:00 | -15 | 72.9 | 0 | 0 | 276.3 | 294.1 | 288.3 | 131.6 | 0
5:00 | -6.1 | 85.2 | 0 | 0 | 276.4 | 294.1 | 288.3 | 126.3 | 0
6:00 | 2.9 | 97.1 | 0 | 4.1 | 276.6 | 294.1 | 288.4 | 118.7 | 0
7:00 | 11.8 | 109.3 | 0 | 24.9 | 276.9 | 294.1 | 288.8 | 114.6 | 0
8:00 | 20 | 122.4 | 0 | 48.1 | 277.4 | 296 | 290.2 | 0.9 | 0
9:00 | 27 | 136.9 | 0 | 66.7 | 278 | 295.8 | 290.7 | 1.7 | 0
10:00 | 32.2 | 153.1 | 0 | 85.8 | 278.8 | 295.7 | 291.6 | 1.8 | 0
11:00 | 35.1 | 170.8 | 0 | 100 | 279.8 | 295.8 | 291.6 | 2.3 | 0
noon | 35.1 | -170.8 | 0 | 101.7 | 280.5 | 296 | 292 | 2.1 | 0
13:00 | 32.2 | -153.1 | 0 | 93 | 281.2 | 295.9 | 292.2 | 1.5 | 0
14:00 | 27 | -136.9 | 0 | 79.8 | 281.5 | 295.6 | 292.1 | 1.4 | 0
15:00 | 20 | -122.4 | 0 | 58.9 | 281.4 | 295.8 | 291.9 | 1.2 | 0
16:00 | 11.8 | -109.3 | 0 | 34.5 | 280.9 | 295.8 | 291.5 | 1.1 | 0
17:00 | 2.9 | -97.1 | 0 | 15.4 | 280.1 | 295.7 | 290.8 | 0.8 | 0
18:00 | -6.1 | -85.2 | 0 | 0 | 279.4 | 295.8 | 290.4 | 0.1 | 0
19:00 | -15 | -72.9 | 0 | 0 | 278.7 | 295.5 | 290 | 0.4 | 0
20:00 | -23.4 | -59.7 | 0 | 0 | 278.2 | 295.5 | 289.9 | 0.4 | 0
21:00 | -30.6 | -45 | 0 | 0 | 277.8 | 295.6 | 289.7 | 0.4 | 0
22:00 | -36 | -28.2 | 0 | 0 | 277.3 | 295.6 | 289.7 | 0.4 | 0
23:00 | -39 | -9.6 | 0 | 0 | 277.1 | 295.6 | 289.6 | 0.4 | 0
April
| solar | solar | direct | diffuse | outdoor | indoor | window | heating | blinds
| altitude | azimuth | radiation | radiation | temp. | temp. | temp. | load | closed
| (degrees) | (degrees) | (W-h/m2) | (W-h/m2) | (K) | (K) | (K) | (W-h/m2) | (% time)
midnight | -27.1 | 8.3 | 0 | 0 | 278.5 | 294.1 | 289 | 106.7 | 0
1:00 | -24.5 | 24.4 | 0 | 0 | 278.2 | 294.1 | 288.9 | 104.9 | 0
2:00 | -19.7 | 39.5 | 0 | 0 | 278 | 294.1 | 288.9 | 106.6 | 0
3:00 | -13.1 | 53.3 | 0 | 0 | 277.7 | 294.1 | 288.8 | 108.6 | 0
4:00 | -5.2 | 66 | 0 | 0 | 277.4 | 294.1 | 288.7 | 107.6 | 0
5:00 | 3.4 | 78 | 3 | 8 | 277.6 | 294.1 | 288.8 | 106.2 | 0
6:00 | 12.4 | 89.8 | 0.4 | 33.9 | 278.1 | 294.1 | 289.2 | 108.4 | 0
7:00 | 21.5 | 102 | 0 | 60.7 | 278.8 | 294.1 | 289.8 | 103.9 | 0
8:00 | 30.1 | 115.3 | 0 | 79.7 | 279.5 | 295.8 | 291.6 | 1.7 | 0
9:00 | 37.7 | 130.6 | 0 | 102.3 | 280.6 | 296.2 | 291.8 | 2.5 | 0
10:00 | 43.7 | 148.5 | 0 | 121.4 | 281.5 | 296.2 | 292.6 | 2.5 | 0
11:00 | 47 | 169.1 | 0 | 133.9 | 282.5 | 295.9 | 292.8 | 2.1 | 0
noon | 47 | -169.1 | 0 | 135.6 | 283.5 | 296.1 | 293.2 | 1.6 | 0
13:00 | 43.7 | -148.5 | 0 | 127.4 | 284.2 | 295.9 | 293.4 | 1.5 | 0
14:00 | 37.7 | -130.6 | 0 | 116.3 | 284.7 | 296.2 | 293.7 | 1.1 | 0
15:00 | 30.1 | -115.3 | 0 | 86.8 | 285 | 296 | 293.4 | 0.9 | 0
16:00 | 21.5 | -102 | 0 | 66.8 | 284.7 | 295.9 | 293 | 0.9 | 0
17:00 | 12.4 | -89.8 | 0.5 | 41.3 | 283.9 | 296.1 | 292.4 | 0.8 | 0
18:00 | 3.4 | -78 | 12.3 | 16.4 | 283 | 295.8 | 292.1 | 0.7 | 0
19:00 | -5.2 | -66 | 0 | 0 | 282 | 295.8 | 291.4 | 0.4 | 0
20:00 | -13.1 | -53.3 | 0 | 0 | 281 | 296.2 | 291.1 | 0.2 | 0
21:00 | -19.7 | -39.5 | 0 | 0 | 280 | 296.3 | 290.9 | 0.1 | 0
22:00 | -24.5 | -24.4 | 0 | 0 | 279.3 | 295.9 | 290.6 | 0.3 | 0
23:00 | -27.1 | -8.3 | 0 | 0 | 278.6 | 295.9 | 290.2 | 0.2 | 0
May
| solar | solar | direct | diffuse | outdoor | indoor | window | heating | blinds
| altitude | azimuth | radiation | radiation | temp. | temp. | temp. | load | closed
| (degrees) | (degrees) | (W-h/m2) | (W-h/m2) | (K) | (K) | (K) | (W-h/m2) | (% time)
midnight | -17.9 | 7.4 | 0 | 0 | 281 | 294.1 | 289.8 | 76.8 | 0
1:00 | -15.5 | 22 | 0 | 0 | 280.8 | 294.1 | 289.7 | 77.4 | 0
2:00 | -11.1 | 35.8 | 0 | 0 | 280.5 | 294.1 | 289.7 | 77.9 | 0
3:00 | -5 | 48.7 | 0 | 0 | 280.2 | 294.1 | 289.5 | 76.6 | 0
4:00 | 2.4 | 60.8 | 12.8 | 10.9 | 280.2 | 294.1 | 289.8 | 77.9 | 0
5:00 | 10.7 | 72.3 | 41.5 | 40.6 | 280.5 | 294.1 | 290.5 | 75.5 | 0
6:00 | 19.6 | 83.7 | 18 | 62.9 | 280.9 | 294.1 | 290.6 | 75.6 | 0
7:00 | 28.7 | 95.6 | 0 | 84.8 | 281.8 | 294.1 | 291 | 66.4 | 0
8:00 | 37.6 | 108.8 | 0 | 101.3 | 282.7 | 295.8 | 292.5 | 1 | 0
9:00 | 45.8 | 124.4 | 0 | 131.7 | 283.7 | 295.9 | 293.6 | 1.3 | 0
10:00 | 52.4 | 143.6 | 0 | 145.9 | 284.8 | 296.1 | 294.1 | 1.2 | 0
11:00 | 56.2 | 167.2 | 0 | 152.2 | 285.8 | 296.2 | 294.4 | 0.7 | 0
noon | 56.2 | -167.2 | 0 | 145.7 | 286.8 | 295.9 | 294.7 | 0.6 | 0
13:00 | 52.4 | -143.6 | 0 | 137.1 | 287.6 | 296.4 | 295.1 | 0.4 | 0
14:00 | 45.8 | -124.4 | 0 | 134.2 | 288 | 296.5 | 295.2 | 0.4 | 0
15:00 | 37.6 | -108.8 | 0 | 116.3 | 288 | 296.4 | 294.8 | 0.3 | 0
16:00 | 28.7 | -95.6 | 0 | 97.6 | 287.9 | 296.2 | 294.5 | 0.3 | 0
17:00 | 19.6 | -83.7 | 19 | 74.3 | 287.3 | 295.9 | 294 | 0.3 | 0
18:00 | 10.7 | -72.3 | 47.9 | 48.7 | 286.3 | 296.2 | 293.9 | 0.3 | 0
19:00 | 2.4 | -60.8 | 25.2 | 18.1 | 285.1 | 296 | 293.1 | 0.2 | 0
20:00 | -5 | -48.7 | 0 | 0 | 284 | 296.1 | 292 | 0.1 | 0
21:00 | -11.1 | -35.8 | 0 | 0 | 283.1 | 296.3 | 291.8 | 0.1 | 0
22:00 | -15.5 | -22 | 0 | 0 | 282.3 | 296 | 291.6 | 0.3 | 0
23:00 | -17.9 | -7.4 | 0 | 0 | 281.5 | 296 | 291.3 | 0.1 | 0
June
| solar | solar | direct | diffuse | outdoor | indoor | window | heating | blinds
| altitude | azimuth | radiation | radiation | temp. | temp. | temp. | load | closed
| (degrees) | (degrees) | (W-h/m2) | (W-h/m2) | (K) | (K) | (K) | (W-h/m2) | (% time)
midnight | -13.8 | 7 | 0 | 0 | 284.5 | 294.1 | 290.9 | 43.6 | 0
1:00 | -11.6 | 21 | 0 | 0 | 284.2 | 294.1 | 290.9 | 42.6 | 0
2:00 | -7.3 | 34.3 | 0 | 0 | 283.9 | 294.1 | 290.7 | 39.4 | 0
3:00 | -1.4 | 46.7 | 0 | 0 | 283.6 | 294.1 | 290.6 | 38.4 | 0
4:00 | 5.8 | 58.4 | 47 | 27.4 | 283.7 | 294.2 | 291.6 | 38.4 | 0
5:00 | 14 | 69.7 | 54.6 | 52.4 | 284.2 | 294.3 | 292.1 | 37.6 | 0
6:00 | 22.8 | 80.8 | 26.7 | 76.8 | 284.6 | 294.4 | 292.1 | 38.4 | 0
7:00 | 31.9 | 92.5 | 0 | 90.6 | 285.2 | 294.4 | 292.4 | 37.1 | 0
8:00 | 40.9 | 105.5 | 0 | 104.6 | 286.2 | 296.2 | 294.1 | 0.3 | 0
9:00 | 49.2 | 121 | 0 | 130.5 | 287.2 | 296.9 | 294.9 | 0.3 | 0
10:00 | 56.1 | 140.8 | 0 | 140.9 | 288.1 | 296.5 | 295.4 | 0.2 | 0
11:00 | 60.2 | 166 | 0 | 149.1 | 289.1 | 297.7 | 296.1 | 0.2 | 0
noon | 60.2 | -166 | 0 | 150.4 | 290 | 298.2 | 296.9 | 0.1 | 0
13:00 | 56.1 | -140.8 | 0 | 149.6 | 290.6 | 297.9 | 297.4 | 0 | 0
14:00 | 49.2 | -121 | 0 | 133.5 | 291 | 297.5 | 297 | 0 | 0
15:00 | 40.9 | -105.5 | 0 | 111.8 | 291.1 | 297.7 | 296.6 | 0 | 0
16:00 | 31.9 | -92.5 | 0 | 113.1 | 290.9 | 297.1 | 296.4 | 0.1 | 0
17:00 | 22.8 | -80.8 | 25.1 | 93.4 | 290.2 | 297.2 | 295.9 | 0.2 | 0
18:00 | 14 | -69.7 | 50.8 | 67.2 | 289.3 | 296.9 | 295.7 | 0.3 | 0
19:00 | 5.8 | -58.4 | 47.8 | 41 | 288.3 | 296.7 | 294.8 | 0.2 | 0
20:00 | -1.4 | -46.7 | 0 | 0 | 287.4 | 296.5 | 293.4 | 0 | 0
21:00 | -7.3 | -34.3 | 0 | 0 | 286.4 | 296 | 293 | 0.2 | 0
22:00 | -11.6 | -21 | 0 | 0 | 285.7 | 296.1 | 292.8 | 0.1 | 0
23:00 | -13.8 | -7 | 0 | 0 | 284.8 | 295.9 | 292.5 | 0.3 | 0
July
| solar | solar | direct | diffuse | outdoor | indoor | window | heating | blinds
| altitude | azimuth | radiation | radiation | temp. | temp. | temp. | load | closed
| (degrees) | (degrees) | (W-h/m2) | (W-h/m2) | (K) | (K) | (K) | (W-h/m2) | (% time)
midnight | -15.9 | 7.2 | 0 | 0 | 286.4 | 294.5 | 292 | 16.3 | 0
1:00 | -13.7 | 21.5 | 0 | 0 | 286.1 | 294.2 | 291.5 | 20.1 | 0
2:00 | -9.3 | 35.1 | 0 | 0 | 285.6 | 294.1 | 291.3 | 20.6 | 0
3:00 | -3.3 | 47.8 | 0 | 0 | 285.3 | 294.1 | 291.2 | 19.1 | 0
4:00 | 4 | 59.7 | 7.4 | 13.9 | 285.5 | 294.3 | 291.6 | 19.9 | 0
5:00 | 12.3 | 71 | 22.1 | 43.4 | 285.8 | 294.9 | 292.5 | 16.5 | 0
6:00 | 21.1 | 82.3 | 12.9 | 72.5 | 286.4 | 295.5 | 293.3 | 16.3 | 0
7:00 | 30.2 | 94.1 | 0 | 90.2 | 286.8 | 295.9 | 293.8 | 14.1 | 0
8:00 | 39.2 | 107.3 | 0 | 107.5 | 287.6 | 296.8 | 295.1 | 0.1 | 0
9:00 | 47.4 | 122.8 | 0 | 130 | 288.7 | 297.2 | 295.8 | 0 | 0
10:00 | 54.2 | 142.4 | 0 | 152.9 | 289.7 | 297.5 | 296.5 | 0 | 0
11:00 | 58.1 | 166.6 | 0 | 166.1 | 290.7 | 297.9 | 297.2 | 0 | 0
noon | 58.1 | -166.6 | 0 | 174.3 | 291.7 | 298.1 | 297.7 | 0 | 0
13:00 | 54.2 | -142.4 | 0 | 161.4 | 292.5 | 298.2 | 298.1 | 0 | 0
14:00 | 47.4 | -122.8 | 0 | 145.3 | 292.9 | 297.8 | 297.7 | 0 | 0
15:00 | 39.2 | -107.3 | 0 | 120.5 | 293 | 297.6 | 297.2 | 0 | 0
16:00 | 30.2 | -94.1 | 0 | 114.7 | 292.8 | 297.7 | 297.3 | 0 | 0
17:00 | 21.1 | -82.3 | 18.9 | 91.1 | 292.4 | 297.3 | 296.8 | 0 | 0
18:00 | 12.3 | -71 | 59.5 | 68.5 | 291.5 | 297.7 | 296.9 | 0 | 0
19:00 | 4 | -59.7 | 57.7 | 35.1 | 290.4 | 297.8 | 296.2 | 0 | 0
20:00 | -3.3 | -47.8 | 0 | 0 | 289.3 | 297.2 | 294.5 | 0 | 0
21:00 | -9.3 | -35.1 | 0 | 0 | 288.4 | 297.1 | 294.1 | 0 | 0
22:00 | -13.7 | -21.5 | 0 | 0 | 287.5 | 297 | 293.7 | 0 | 0
23:00 | -15.9 | -7.2 | 0 | 0 | 286.8 | 296.8 | 293.7 | 0 | 0
August
| solar | solar | direct | diffuse | outdoor | indoor | window | heating | blinds
| altitude | azimuth | radiation | radiation | temp. | temp. | temp. | load | closed
| (degrees) | (degrees) | (W-h/m2) | (W-h/m2) | (K) | (K) | (K) | (W-h/m2) | (% time)
midnight | -23.7 | 7.9 | 0 | 0 | 286.4 | 294.4 | 291.8 | 14.5 | 0
1:00 | -21.3 | 23.5 | 0 | 0 | 286 | 294.2 | 291.5 | 16 | 0
2:00 | -16.6 | 38.1 | 0 | 0 | 285.9 | 294.1 | 291.4 | 17.7 | 0
3:00 | -10.1 | 51.6 | 0 | 0 | 285.4 | 294.1 | 291.2 | 19 | 0
4:00 | -2.4 | 64.1 | 0 | 0 | 285.1 | 294.1 | 291.1 | 21.2 | 0
5:00 | 6 | 75.9 | 12.7 | 19 | 285.3 | 294.5 | 291.7 | 19.5 | 0
6:00 | 15.1 | 87.6 | 5.8 | 45.6 | 285.9 | 295 | 292.4 | 17.8 | 0
7:00 | 24.2 | 99.7 | 0 | 76 | 286.5 | 295.5 | 293.3 | 17.6 | 0
8:00 | 32.9 | 113.1 | 0 | 96.4 | 287.3 | 296.8 | 294.7 | 0 | 0
9:00 | 40.7 | 128.5 | 0 | 119 | 288.2 | 297.1 | 295.6 | 0 | 0
10:00 | 46.9 | 146.9 | 0 | 144.3 | 289.3 | 297 | 296 | 0 | 0
11:00 | 50.3 | 168.5 | 0 | 156.9 | 290.4 | 297.6 | 296.7 | 0 | 0
noon | 50.3 | -168.5 | 0 | 169.1 | 291.3 | 297.8 | 297.4 | 0 | 0
13:00 | 46.9 | -146.9 | 0 | 150.2 | 292 | 298.1 | 297.7 | 0 | 0
14:00 | 40.7 | -128.5 | 0 | 130.8 | 292.5 | 297.9 | 297.5 | 0 | 0
15:00 | 32.9 | -113.1 | 0 | 103.7 | 292.6 | 298 | 297.2 | 0 | 0
16:00 | 24.2 | -99.7 | 0 | 76.7 | 292.2 | 297.9 | 296.7 | 0 | 0
17:00 | 15.1 | -87.6 | 6.3 | 56.4 | 291.7 | 297.5 | 296.2 | 0 | 0
18:00 | 6 | -75.9 | 24.9 | 35.1 | 290.9 | 297.3 | 295.7 | 0 | 0
19:00 | -2.4 | -64.1 | 0 | 6 | 289.9 | 297.1 | 294.7 | 0 | 0
20:00 | -10.1 | -51.6 | 0 | 0 | 289 | 297 | 294.2 | 0 | 0
21:00 | -16.6 | -38.1 | 0 | 0 | 288.1 | 296.9 | 293.7 | 0 | 0
22:00 | -21.3 | -23.5 | 0 | 0 | 287.3 | 296.7 | 293.6 | 0 | 0
23:00 | -23.7 | -7.9 | 0 | 0 | 286.6 | 296.7 | 293.4 | 0 | 0
September
| solar | solar | direct | diffuse | outdoor | indoor | window | heating | blinds
| altitude | azimuth | radiation | radiation | temp. | temp. | temp. | load | closed
| (degrees) | (degrees) | (W-h/m2) | (W-h/m2) | (K) | (K) | (K) | (W-h/m2) | (% time)
midnight | -35.1 | 9.1 | 0 | 0 | 284.9 | 294.5 | 291.4 | 43.1 | 0
1:00 | -32.3 | 26.9 | 0 | 0 | 284.8 | 294.3 | 291.2 | 43.5 | 0
2:00 | -27.1 | 43.1 | 0 | 0 | 284.5 | 294.2 | 291 | 43.1 | 0
3:00 | -20 | 57.5 | 0 | 0 | 284.3 | 294.1 | 290.9 | 42.6 | 0
4:00 | -11.8 | 70.6 | 0 | 0 | 284.1 | 294.1 | 290.8 | 43.3 | 0
5:00 | -3 | 82.8 | 0 | 0.3 | 284 | 294.1 | 290.8 | 45.4 | 0
6:00 | 6 | 94.7 | 0 | 19.9 | 284.3 | 294.2 | 291.1 | 42.6 | 0
7:00 | 15 | 107 | 0 | 44.4 | 284.7 | 294.8 | 291.9 | 37.4 | 0
8:00 | 23.3 | 120.2 | 0 | 67.9 | 285.4 | 297 | 293.8 | 0.3 | 0
9:00 | 30.6 | 135 | 0 | 89.9 | 286.1 | 297.1 | 294.1 | 0.5 | 0
10:00 | 36 | 151.7 | 0 | 104.9 | 286.8 | 297 | 294.8 | 0.4 | 0
11:00 | 39 | 170.3 | 0 | 105.9 | 287.6 | 296.8 | 295 | 0.3 | 0
noon | 39 | -170.3 | 0 | 104.9 | 288.3 | 297 | 295.2 | 0.2 | 0
13:00 | 36 | -151.7 | 0 | 101.4 | 288.9 | 297.2 | 295.5 | 0.2 | 0
14:00 | 30.6 | -135 | 0 | 92.6 | 289.4 | 297 | 295.6 | 0.2 | 0
15:00 | 23.3 | -120.2 | 0 | 73.2 | 289.5 | 297.2 | 295.4 | 0.1 | 0
16:00 | 15 | -107 | 0 | 44.6 | 289.3 | 297.2 | 295 | 0 | 0
17:00 | 6 | -94.7 | 0 | 23.9 | 288.6 | 297.1 | 294.3 | 0.1 | 0
18:00 | -3 | -82.8 | 0 | 2.4 | 287.8 | 296.9 | 293.9 | 0.1 | 0
19:00 | -11.8 | -70.6 | 0 | 0 | 287.1 | 296.9 | 293.5 | 0.1 | 0
20:00 | -20 | -57.5 | 0 | 0 | 286.5 | 296.7 | 293.3 | 0.2 | 0
21:00 | -27.1 | -43.1 | 0 | 0 | 285.9 | 296.9 | 293 | 0.1 | 0
22:00 | -32.3 | -26.9 | 0 | 0 | 285.3 | 296.8 | 292.9 | 0.2 | 0
23:00 | -35.1 | -9.1 | 0 | 0 | 285 | 296.7 | 292.7 | 0.1 | 0
October
| solar | solar | direct | diffuse | outdoor | indoor | window | heating | blinds
| altitude | azimuth | radiation | radiation | temp. | temp. | temp. | load | closed
| (degrees) | (degrees) | (W-h/m2) | (W-h/m2) | (K) | (K) | (K) | (W-h/m2) | (% time)
midnight | -47 | 10.8 | 0 | 0 | 282.1 | 294.1 | 290.2 | 58.8 | 0
1:00 | -43.7 | 31.4 | 0 | 0 | 282.1 | 294.1 | 290.2 | 58.2 | 0
2:00 | -37.8 | 49.3 | 0 | 0 | 282 | 294.1 | 290.1 | 59.6 | 0
3:00 | -30.1 | 64.6 | 0 | 0 | 281.8 | 294.1 | 290.1 | 60.6 | 0
4:00 | -21.5 | 78 | 0 | 0 | 281.8 | 294.1 | 290.1 | 62 | 0
5:00 | -12.4 | 90.2 | 0 | 0 | 281.7 | 294.1 | 290 | 66.8 | 0
6:00 | -3.4 | 102 | 0 | 0.8 | 281.8 | 294.1 | 290.1 | 67.5 | 0
7:00 | 5.2 | 114 | 0 | 16.8 | 282.2 | 294.1 | 290.4 | 65.5 | 0
8:00 | 13 | 126.6 | 0 | 37.6 | 282.6 | 296.2 | 292.3 | 0.3 | 0
9:00 | 19.7 | 140.4 | 0 | 61.3 | 283.3 | 296.2 | 292.3 | 1 | 0
10:00 | 24.5 | 155.5 | 0 | 70.4 | 283.9 | 296.1 | 292.9 | 0.9 | 0
11:00 | 27.1 | 171.7 | 0 | 81.3 | 284.6 | 296.3 | 293.2 | 0.7 | 0
noon | 27.1 | -171.7 | 0 | 79 | 285.1 | 296.3 | 293.4 | 0.8 | 0
13:00 | 24.5 | -155.5 | 0 | 65.6 | 285.4 | 296.2 | 293.4 | 0.7 | 0
14:00 | 19.7 | -140.4 | 0 | 49.7 | 285.5 | 295.7 | 293.3 | 0.6 | 0
15:00 | 13 | -126.6 | 0 | 33.4 | 285.3 | 296.1 | 292.9 | 0.3 | 0
16:00 | 5.2 | -114 | 0 | 14.6 | 284.7 | 296.2 | 292.5 | 0.2 | 0
17:00 | -3.4 | -102 | 0 | 0.4 | 284.1 | 296.3 | 292.2 | 0.2 | 0
18:00 | -12.4 | -90.2 | 0 | 0 | 283.5 | 296 | 292 | 0.2 | 0
19:00 | -21.5 | -78 | 0 | 0 | 283.1 | 296.1 | 291.9 | 0.2 | 0
20:00 | -30.1 | -64.6 | 0 | 0 | 282.8 | 296.5 | 292 | 0.1 | 0
21:00 | -37.8 | -49.3 | 0 | 0 | 282.5 | 296 | 291.7 | 0.2 | 0
22:00 | -43.7 | -31.4 | 0 | 0 | 282.4 | 296.1 | 291.7 | 0.3 | 0
23:00 | -47 | -10.8 | 0 | 0 | 282.2 | 296.5 | 291.7 | 0 | 0
November
| solar | solar | direct | diffuse | outdoor | indoor | window | heating | blinds
| altitude | azimuth | radiation | radiation | temp. | temp. | temp. | load | closed
| (degrees) | (degrees) | (W-h/m2) | (W-h/m2) | (K) | (K) | (K) | (W-h/m2) | (% time)
midnight | -56.2 | 12.8 | 0 | 0 | 278.9 | 294.1 | 289.1 | 105.4 | 0
1:00 | -52.4 | 36.3 | 0 | 0 | 278.8 | 294.1 | 289.1 | 105.7 | 0
2:00 | -45.8 | 55.6 | 0 | 0 | 278.6 | 294.1 | 289.1 | 111.8 | 0
3:00 | -37.7 | 71.1 | 0 | 0 | 278.5 | 294.1 | 289 | 108.2 | 0
4:00 | -28.8 | 84.3 | 0 | 0 | 278.4 | 294.1 | 289 | 104.2 | 0
5:00 | -19.7 | 96.2 | 0 | 0 | 278.4 | 294.1 | 289 | 107.7 | 0
6:00 | -10.7 | 107.7 | 0 | 0 | 278.3 | 294.1 | 289 | 108 | 0
7:00 | -2.4 | 119.2 | 0 | 1 | 278.2 | 294.1 | 288.9 | 108.6 | 0
8:00 | 5 | 131.2 | 0 | 16 | 278.4 | 295.6 | 290.2 | 0 | 0
9:00 | 11.1 | 144.1 | 0 | 30.1 | 278.8 | 296.1 | 290.7 | 0.7 | 0
10:00 | 15.5 | 157.9 | 0 | 45.9 | 279.2 | 296 | 290.9 | 1.5 | 0
11:00 | 17.8 | 172.5 | 0 | 57.8 | 279.7 | 295.9 | 291.4 | 1.4 | 0
noon | 17.8 | -172.5 | 0 | 55.3 | 280.1 | 295.9 | 291.4 | 1.2 | 0
13:00 | 15.5 | -157.9 | 0 | 47.3 | 280.3 | 296 | 291.3 | 1.4 | 0
14:00 | 11.1 | -144.1 | 0 | 30.2 | 280.4 | 296 | 291.2 | 0.9 | 0
15:00 | 5 | -131.2 | 0 | 12.9 | 280.2 | 295.8 | 291.2 | 0.4 | 0
16:00 | -2.4 | -119.2 | 0 | 0 | 280 | 296 | 290.9 | 0 | 0
17:00 | -10.7 | -107.7 | 0 | 0 | 279.7 | 296 | 290.5 | 0.2 | 0
18:00 | -19.7 | -96.2 | 0 | 0 | 279.6 | 295.5 | 290.4 | 0.1 | 0
19:00 | -28.8 | -84.3 | 0 | 0 | 279.4 | 295.8 | 290.5 | 0 | 0
20:00 | -37.7 | -71.1 | 0 | 0 | 279.4 | 295.4 | 290.3 | 0.2 | 0
21:00 | -45.8 | -55.6 | 0 | 0 | 279.2 | 295.5 | 290.1 | 0.3 | 0
22:00 | -52.4 | -36.3 | 0 | 0 | 279 | 295.8 | 290.3 | 0.1 | 0
23:00 | -56.2 | -12.8 | 0 | 0 | 278.8 | 295.4 | 290 | 0.2 | 0
December
| solar | solar | direct | diffuse | outdoor | indoor | window | heating | blinds
| altitude | azimuth | radiation | radiation | temp. | temp. | temp. | load | closed
| (degrees) | (degrees) | (W-h/m2) | (W-h/m2) | (K) | (K) | (K) | (W-h/m2) | (% time)
midnight | -60.2 | 13.9 | 0 | 0 | 276.9 | 294.1 | 288.5 | 110.6 | 0
1:00 | -56.1 | 39.1 | 0 | 0 | 276.8 | 294.1 | 288.5 | 113.9 | 0
2:00 | -49.2 | 58.9 | 0 | 0 | 276.8 | 294.1 | 288.5 | 114.3 | 0
3:00 | -40.9 | 74.4 | 0 | 0 | 276.8 | 294.1 | 288.5 | 114.3 | 0
4:00 | -31.9 | 87.4 | 0 | 0 | 276.9 | 294.1 | 288.5 | 111.6 | 0
5:00 | -22.8 | 99.1 | 0 | 0 | 277 | 294.1 | 288.5 | 114.6 | 0
6:00 | -14 | 110.2 | 0 | 0 | 276.9 | 294.1 | 288.5 | 111.8 | 0
7:00 | -5.8 | 121.5 | 0 | 0 | 276.9 | 294.1 | 288.5 | 109 | 0
8:00 | 1.4 | 133.2 | 0 | 1.8 | 277.1 | 294.8 | 288.9 | 0 | 0
9:00 | 7.3 | 145.7 | 0 | 14.9 | 277.3 | 295.6 | 289.9 | 0.2 | 0
10:00 | 11.6 | 158.9 | 0 | 28.6 | 277.7 | 296.1 | 290.1 | 0.7 | 0
11:00 | 13.8 | 172.9 | 0 | 36.8 | 277.9 | 296.1 | 290.5 | 1 | 0
noon | 13.8 | -172.9 | 0 | 37.9 | 278.2 | 295.6 | 290.7 | 1.8 | 0
13:00 | 11.6 | -158.9 | 0 | 29 | 278.4 | 295.7 | 290.4 | 0.8 | 0
14:00 | 7.3 | -145.7 | 0 | 18.1 | 278.3 | 295.8 | 290.3 | 0.4 | 0
15:00 | 1.4 | -133.2 | 0 | 4.7 | 278.2 | 296.1 | 290.2 | 0.1 | 0
16:00 | -5.8 | -121.5 | 0 | 0 | 277.8 | 295.9 | 290 | 0.1 | 0
17:00 | -14 | -110.2 | 0 | 0 | 277.7 | 295.8 | 290 | 0.2 | 0
18:00 | -22.8 | -99.1 | 0 | 0 | 277.5 | 295.9 | 289.9 | 0.2 | 0
19:00 | -31.9 | -87.4 | 0 | 0 | 277.5 | 295.7 | 289.8 | 0.2 | 0
20:00 | -40.9 | -74.4 | 0 | 0 | 277.3 | 295.7 | 289.7 | 0.2 | 0
21:00 | -49.2 | -58.9 | 0 | 0 | 277.1 | 295.8 | 289.7 | 0 | 0
22:00 | -56.1 | -39.1 | 0 | 0 | 277.1 | 295.7 | 289.7 | 0.1 | 0
23:00 | -60.2 | -13.9 | 0 | 0 | 277 | 295.3 | 289.3 | 0.3 | 0

## Sheet100
Scenario One (blue)
Tue Dec 03 2019 23:45:42 GMT+0000 (Greenwich Mean Time)
Setup Information:
Building
Location | UK - London
Building length, side A | N/A
Building length, side B | N/A
Simulation Type
Simulation Type | one_sided
Window Description
Typology | dgu_nb
Glazing Type | clear
Window Area | 100%
Wall Description
Insulation R-Value | 99999999.9 m2-K/W
Occupancy
Type | Low-rise Residential
Occupancy Load | 0.000 people per m2
Lighting Requirements | 400 lux
Equipment Load | 0.00 W/m2
Room Ventilation
Air Change Rate per Occupant | 15.0 liters / sec per person
Total Air Change Rate | 0.0 roomfuls per hour
Lighting Control
Lighting Control | lights do not respond to daylight: all lights fully on while building is occupied
Representative Room
Orientation | north
Room Depth | 27 m
Room Width | 5 m
Room Height | 2.2 m
Thermal Mass
Thermal Mass | none
Overhang
Overhang Depth | 0 m
Roof
Roof Type | adiabatic roof
Simulation Results:
Primary Energy Use and CO2 Emissions
| heating | cooling | lighting | total | CO2
| energy | energy | energy | energy | emissions
| (kWh/m2) | (kWh/m2) | (kWh/m2) | (kWh/m2) | (kg/m2)
January | 33.4 | 0 | 7.3 | 40.7 | 8.1
February | 28.1 | 0 | 6.6 | 34.7 | 6.9
March | 32.2 | 0 | 7.3 | 39.5 | 7.9
April | 26.1 | 0 | 7.1 | 33.2 | 6.6
May | 19 | 0 | 7.3 | 26.3 | 5.3
June | 9.5 | 0 | 7.1 | 16.6 | 3.3
July | 4.4 | 0 | 7.3 | 11.7 | 2.3
August | 4.4 | 0 | 7.3 | 11.7 | 2.3
September | 10.3 | 0 | 7.1 | 17.4 | 3.5
October | 15.7 | 0 | 7.3 | 23 | 4.6
November | 26 | 0 | 7.1 | 33.1 | 6.6
December | 28.1 | 0 | 7.3 | 35.4 | 7.1
Total | 237.2 | 0 | 86.1 | 323.3 | 64.7 | yearly energy
January
| solar | solar | direct | diffuse | outdoor | indoor | window | heating | blinds
| altitude | azimuth | radiation | radiation | temp. | temp. | temp. | load | closed
| (degrees) | (degrees) | (W-h/m2) | (W-h/m2) | (K) | (K) | (K) | (W-h/m2) | (% time)
midnight | -58.1 | 13.3 | 0 | 0 | 275.9 | 294.1 | 288.2 | 138.1 | 0
1:00 | -54.2 | 37.6 | 0 | 0 | 275.8 | 294.1 | 288.2 | 136.9 | 0
2:00 | -47.5 | 57.1 | 0 | 0 | 275.8 | 294.1 | 288.2 | 135.4 | 0
3:00 | -39.2 | 72.7 | 0 | 0 | 275.7 | 294.1 | 288.1 | 131.3 | 0
4:00 | -30.2 | 85.8 | 0 | 0 | 275.6 | 294.1 | 288.1 | 134 | 0
5:00 | -21.1 | 97.6 | 0 | 0 | 275.6 | 294.1 | 288.1 | 133.8 | 0
6:00 | -12.3 | 108.9 | 0 | 0 | 275.5 | 294.1 | 288.1 | 131.5 | 0
7:00 | -4 | 120.3 | 0 | 0 | 275.5 | 294.1 | 288.1 | 130.4 | 0
8:00 | 3.3 | 132.2 | 0 | 5.1 | 275.7 | 294.7 | 288.5 | 0.1 | 0
9:00 | 9.3 | 144.9 | 0 | 20.2 | 276.1 | 295.5 | 289.2 | 0.3 | 0
10:00 | 13.6 | 158.4 | 0 | 34.6 | 276.5 | 296 | 289.8 | 0.9 | 0
11:00 | 15.9 | 172.7 | 0 | 40.5 | 276.7 | 296.1 | 290.1 | 1.5 | 0
noon | 15.9 | -172.7 | 0 | 42.7 | 277.2 | 295.7 | 290.3 | 1 | 0
13:00 | 13.6 | -158.4 | 0 | 38.1 | 277.6 | 296 | 290.4 | 1.4 | 0
14:00 | 9.3 | -144.9 | 0 | 26.7 | 277.5 | 295.8 | 290.4 | 0.8 | 0
15:00 | 3.3 | -132.2 | 0 | 13.2 | 277.3 | 295.9 | 290 | 0.2 | 0
16:00 | -4 | -120.3 | 0 | 0.6 | 277 | 295.7 | 289.7 | 0 | 0
17:00 | -12.3 | -108.9 | 0 | 0 | 276.8 | 295.4 | 289.4 | 0.1 | 0
18:00 | -21.1 | -97.6 | 0 | 0 | 276.5 | 295.3 | 289.2 | 0.1 | 0
19:00 | -30.2 | -85.8 | 0 | 0 | 276.3 | 295.4 | 289.2 | 0.1 | 0
20:00 | -39.2 | -72.7 | 0 | 0 | 276.1 | 295 | 288.9 | 0.3 | 0
21:00 | -47.5 | -57.1 | 0 | 0 | 276.1 | 295.1 | 288.9 | 0.2 | 0
22:00 | -54.2 | -37.6 | 0 | 0 | 276 | 295.2 | 288.9 | 0.2 | 0
23:00 | -58.1 | -13.3 | 0 | 0 | 275.9 | 295.1 | 288.9 | 0.3 | 0
February
| solar | solar | direct | diffuse | outdoor | indoor | window | heating | blinds
| altitude | azimuth | radiation | radiation | temp. | temp. | temp. | load | closed
| (degrees) | (degrees) | (W-h/m2) | (W-h/m2) | (K) | (K) | (K) | (W-h/m2) | (% time)
midnight | -50.4 | 11.4 | 0 | 0 | 275.4 | 294.1 | 288 | 118.7 | 0
1:00 | -46.9 | 33 | 0 | 0 | 275.3 | 294.1 | 288 | 112.6 | 0
2:00 | -40.8 | 51.4 | 0 | 0 | 275.2 | 294.1 | 288 | 116.7 | 0
3:00 | -32.9 | 66.9 | 0 | 0 | 275.2 | 294.1 | 288 | 123.3 | 0
4:00 | -24.2 | 80.2 | 0 | 0 | 275.2 | 294.1 | 288 | 125.3 | 0
5:00 | -15.1 | 92.3 | 0 | 0 | 275.1 | 294.1 | 287.9 | 129.9 | 0
6:00 | -6.1 | 104 | 0 | 0 | 275.1 | 294.1 | 287.9 | 129.7 | 0
7:00 | 2.4 | 115.9 | 0 | 2.3 | 275.1 | 294.1 | 288 | 133.3 | 0
8:00 | 10.1 | 128.3 | 0 | 20.6 | 275.5 | 295.4 | 289 | 0 | 0
9:00 | 16.5 | 141.8 | 0 | 40.4 | 276.1 | 295.8 | 289.7 | 1.4 | 0
10:00 | 21.2 | 156.4 | 0 | 55.1 | 276.7 | 295.9 | 290.5 | 2.2 | 0
11:00 | 23.7 | 172 | 0 | 60.6 | 277.3 | 295.6 | 290.4 | 2.2 | 0
noon | 23.7 | -172 | 0 | 65.1 | 277.9 | 295.6 | 290.7 | 2.1 | 0
13:00 | 21.2 | -156.4 | 0 | 57 | 278.4 | 296.2 | 290.9 | 1.8 | 0
14:00 | 16.5 | -141.8 | 0 | 53.5 | 278.5 | 295.9 | 290.9 | 2.1 | 0
15:00 | 10.1 | -128.3 | 0 | 36 | 278.3 | 295.8 | 290.7 | 1.3 | 0
16:00 | 2.4 | -115.9 | 0 | 14.5 | 277.7 | 296.1 | 290.2 | 0.4 | 0
17:00 | -6.1 | -104 | 0 | 0.3 | 277.1 | 296 | 289.9 | 0 | 0
18:00 | -15.1 | -92.3 | 0 | 0 | 276.7 | 295.8 | 289.6 | 0 | 0
19:00 | -24.2 | -80.2 | 0 | 0 | 276.3 | 295.5 | 289.3 | 0.1 | 0
20:00 | -32.9 | -66.9 | 0 | 0 | 276 | 295.4 | 289.1 | 0.1 | 0
21:00 | -40.8 | -51.4 | 0 | 0 | 275.7 | 295.2 | 288.9 | 0.1 | 0
22:00 | -46.9 | -33 | 0 | 0 | 275.5 | 295 | 288.7 | 0.2 | 0
23:00 | -50.4 | -11.4 | 0 | 0 | 275.4 | 295 | 288.6 | 0.1 | 0
March
| solar | solar | direct | diffuse | outdoor | indoor | window | heating | blinds
| altitude | azimuth | radiation | radiation | temp. | temp. | temp. | load | closed
| (degrees) | (degrees) | (W-h/m2) | (W-h/m2) | (K) | (K) | (K) | (W-h/m2) | (% time)
midnight | -39 | 9.6 | 0 | 0 | 276.9 | 294.1 | 288.5 | 130 | 0
1:00 | -36 | 28.2 | 0 | 0 | 276.8 | 294.1 | 288.5 | 133.5 | 0
2:00 | -30.6 | 45 | 0 | 0 | 276.7 | 294.1 | 288.4 | 137.8 | 0
3:00 | -23.4 | 59.7 | 0 | 0 | 276.5 | 294.1 | 288.4 | 130.3 | 0
4:00 | -15 | 72.9 | 0 | 0 | 276.3 | 294.1 | 288.3 | 131.6 | 0
5:00 | -6.1 | 85.2 | 0 | 0 | 276.4 | 294.1 | 288.3 | 126.4 | 0
6:00 | 2.9 | 97.1 | 0 | 4.1 | 276.6 | 294.1 | 288.4 | 118.7 | 0
7:00 | 11.8 | 109.3 | 0 | 24.9 | 276.9 | 294.1 | 288.8 | 114.6 | 0
8:00 | 20 | 122.4 | 0 | 48.1 | 277.4 | 296 | 290.1 | 1 | 0
9:00 | 27 | 136.9 | 0 | 66.7 | 278 | 295.8 | 290.7 | 1.7 | 0
10:00 | 32.2 | 153.1 | 0 | 85.8 | 278.8 | 295.7 | 291.6 | 1.8 | 0
11:00 | 35.1 | 170.8 | 0 | 100 | 279.8 | 295.8 | 291.5 | 2.3 | 0
noon | 35.1 | -170.8 | 0 | 101.7 | 280.5 | 296 | 292.1 | 2.1 | 0
13:00 | 32.2 | -153.1 | 0 | 93 | 281.2 | 296.1 | 292.3 | 1.7 | 0
14:00 | 27 | -136.9 | 0 | 79.8 | 281.5 | 295.7 | 292.1 | 1.4 | 0
15:00 | 20 | -122.4 | 0 | 58.9 | 281.4 | 296 | 291.8 | 1.3 | 0
16:00 | 11.8 | -109.3 | 0 | 34.5 | 280.9 | 295.9 | 291.5 | 1.1 | 0
17:00 | 2.9 | -97.1 | 0 | 15.4 | 280.1 | 295.7 | 290.9 | 0.8 | 0
18:00 | -6.1 | -85.2 | 0 | 0 | 279.4 | 295.8 | 290.4 | 0.2 | 0
19:00 | -15 | -72.9 | 0 | 0 | 278.7 | 295.4 | 290.1 | 0.4 | 0
20:00 | -23.4 | -59.7 | 0 | 0 | 278.2 | 295.4 | 289.9 | 0.6 | 0
21:00 | -30.6 | -45 | 0 | 0 | 277.8 | 295.4 | 289.7 | 0.3 | 0
22:00 | -36 | -28.2 | 0 | 0 | 277.3 | 295.4 | 289.7 | 0.4 | 0
23:00 | -39 | -9.6 | 0 | 0 | 277.1 | 295.6 | 289.5 | 0.2 | 0
April
| solar | solar | direct | diffuse | outdoor | indoor | window | heating | blinds
| altitude | azimuth | radiation | radiation | temp. | temp. | temp. | load | closed
| (degrees) | (degrees) | (W-h/m2) | (W-h/m2) | (K) | (K) | (K) | (W-h/m2) | (% time)
midnight | -27.1 | 8.3 | 0 | 0 | 278.5 | 294.1 | 289 | 106.8 | 0
1:00 | -24.5 | 24.4 | 0 | 0 | 278.2 | 294.1 | 288.9 | 104.9 | 0
2:00 | -19.7 | 39.5 | 0 | 0 | 278 | 294.1 | 288.9 | 106.6 | 0
3:00 | -13.1 | 53.3 | 0 | 0 | 277.7 | 294.1 | 288.8 | 108.6 | 0
4:00 | -5.2 | 66 | 0 | 0 | 277.4 | 294.1 | 288.7 | 107.7 | 0
5:00 | 3.4 | 78 | 3 | 8 | 277.6 | 294.1 | 288.8 | 106.2 | 0
6:00 | 12.4 | 89.8 | 0.4 | 33.9 | 278.1 | 294.1 | 289.2 | 108.4 | 0
7:00 | 21.5 | 102 | 0 | 60.7 | 278.8 | 294.1 | 289.8 | 103.9 | 0
8:00 | 30.1 | 115.3 | 0 | 79.7 | 279.5 | 295.8 | 291.6 | 1.7 | 0
9:00 | 37.7 | 130.6 | 0 | 102.3 | 280.6 | 296.3 | 291.8 | 2.5 | 0
10:00 | 43.7 | 148.5 | 0 | 121.4 | 281.5 | 296 | 292.6 | 2.6 | 0
11:00 | 47 | 169.1 | 0 | 133.9 | 282.5 | 295.7 | 293 | 2 | 0
noon | 47 | -169.1 | 0 | 135.6 | 283.5 | 296 | 293.3 | 1.7 | 0
13:00 | 43.7 | -148.5 | 0 | 127.4 | 284.2 | 295.9 | 293.6 | 1.6 | 0
14:00 | 37.7 | -130.6 | 0 | 116.3 | 284.7 | 296.1 | 293.5 | 1 | 0
15:00 | 30.1 | -115.3 | 0 | 86.8 | 285 | 296.1 | 293.2 | 1 | 0
16:00 | 21.5 | -102 | 0 | 66.8 | 284.7 | 295.9 | 293 | 0.8 | 0
17:00 | 12.4 | -89.8 | 0.5 | 41.3 | 283.9 | 296 | 292.4 | 0.8 | 0
18:00 | 3.4 | -78 | 12.3 | 16.4 | 283 | 296 | 291.9 | 0.7 | 0
19:00 | -5.2 | -66 | 0 | 0 | 282 | 296.1 | 291.4 | 0.4 | 0
20:00 | -13.1 | -53.3 | 0 | 0 | 281 | 295.9 | 291 | 0.3 | 0
21:00 | -19.7 | -39.5 | 0 | 0 | 280 | 296.2 | 291 | 0.1 | 0
22:00 | -24.5 | -24.4 | 0 | 0 | 279.3 | 296 | 290.6 | 0.2 | 0
23:00 | -27.1 | -8.3 | 0 | 0 | 278.6 | 295.8 | 290.4 | 0.2 | 0
May
| solar | solar | direct | diffuse | outdoor | indoor | window | heating | blinds
| altitude | azimuth | radiation | radiation | temp. | temp. | temp. | load | closed
| (degrees) | (degrees) | (W-h/m2) | (W-h/m2) | (K) | (K) | (K) | (W-h/m2) | (% time)
midnight | -17.9 | 7.4 | 0 | 0 | 281 | 294.1 | 289.8 | 76.8 | 0
1:00 | -15.5 | 22 | 0 | 0 | 280.8 | 294.1 | 289.7 | 77.5 | 0
2:00 | -11.1 | 35.8 | 0 | 0 | 280.5 | 294.1 | 289.7 | 77.9 | 0
3:00 | -5 | 48.7 | 0 | 0 | 280.2 | 294.1 | 289.5 | 76.6 | 0
4:00 | 2.4 | 60.8 | 12.8 | 10.9 | 280.2 | 294.1 | 289.8 | 77.9 | 0
5:00 | 10.7 | 72.3 | 41.5 | 40.6 | 280.5 | 294.1 | 290.5 | 75.5 | 0
6:00 | 19.6 | 83.7 | 18 | 62.9 | 280.9 | 294.1 | 290.6 | 75.6 | 0
7:00 | 28.7 | 95.6 | 0 | 84.8 | 281.8 | 294.1 | 291 | 66.4 | 0
8:00 | 37.6 | 108.8 | 0 | 101.3 | 282.7 | 295.9 | 292.6 | 1 | 0
9:00 | 45.8 | 124.4 | 0 | 131.7 | 283.7 | 295.8 | 293.4 | 1.2 | 0
10:00 | 52.4 | 143.6 | 0 | 145.9 | 284.8 | 296.2 | 294.1 | 1.2 | 0
11:00 | 56.2 | 167.2 | 0 | 152.2 | 285.8 | 296.5 | 294.3 | 0.8 | 0
noon | 56.2 | -167.2 | 0 | 145.7 | 286.8 | 296 | 294.6 | 0.6 | 0
13:00 | 52.4 | -143.6 | 0 | 137.1 | 287.6 | 296.4 | 295.3 | 0.5 | 0
14:00 | 45.8 | -124.4 | 0 | 134.2 | 288 | 296.5 | 294.9 | 0.4 | 0
15:00 | 37.6 | -108.8 | 0 | 116.3 | 288 | 296.6 | 294.9 | 0.3 | 0
16:00 | 28.7 | -95.6 | 0 | 97.6 | 287.9 | 296.4 | 294.6 | 0.2 | 0
17:00 | 19.6 | -83.7 | 19 | 74.3 | 287.3 | 296 | 293.9 | 0.4 | 0
18:00 | 10.7 | -72.3 | 47.9 | 48.7 | 286.3 | 295.8 | 294 | 0.3 | 0
19:00 | 2.4 | -60.8 | 25.2 | 18.1 | 285.1 | 296.2 | 293.1 | 0.2 | 0
20:00 | -5 | -48.7 | 0 | 0 | 284 | 296 | 292.2 | 0.1 | 0
21:00 | -11.1 | -35.8 | 0 | 0 | 283.1 | 296.3 | 291.7 | 0.2 | 0
22:00 | -15.5 | -22 | 0 | 0 | 282.3 | 296.1 | 291.6 | 0.3 | 0
23:00 | -17.9 | -7.4 | 0 | 0 | 281.5 | 296 | 291.1 | 0.2 | 0
June
| solar | solar | direct | diffuse | outdoor | indoor | window | heating | blinds
| altitude | azimuth | radiation | radiation | temp. | temp. | temp. | load | closed
| (degrees) | (degrees) | (W-h/m2) | (W-h/m2) | (K) | (K) | (K) | (W-h/m2) | (% time)
midnight | -13.8 | 7 | 0 | 0 | 284.5 | 294.1 | 290.9 | 43.7 | 0
1:00 | -11.6 | 21 | 0 | 0 | 284.2 | 294.1 | 290.9 | 42.7 | 0
2:00 | -7.3 | 34.3 | 0 | 0 | 283.9 | 294.1 | 290.7 | 39.4 | 0
3:00 | -1.4 | 46.7 | 0 | 0 | 283.6 | 294.1 | 290.6 | 38.4 | 0
4:00 | 5.8 | 58.4 | 47 | 27.4 | 283.7 | 294.2 | 291.6 | 38.4 | 0
5:00 | 14 | 69.7 | 54.6 | 52.4 | 284.2 | 294.3 | 292.1 | 37.5 | 0
6:00 | 22.8 | 80.8 | 26.7 | 76.8 | 284.6 | 294.4 | 292.1 | 38.4 | 0
7:00 | 31.9 | 92.5 | 0 | 90.6 | 285.2 | 294.4 | 292.4 | 37.1 | 0
8:00 | 40.9 | 105.5 | 0 | 104.6 | 286.2 | 296.3 | 294.2 | 0.3 | 0
9:00 | 49.2 | 121 | 0 | 130.5 | 287.2 | 297 | 294.9 | 0.3 | 0
10:00 | 56.1 | 140.8 | 0 | 140.9 | 288.1 | 296.5 | 295.5 | 0.2 | 0
11:00 | 60.2 | 166 | 0 | 149.1 | 289.1 | 297.5 | 296.2 | 0.2 | 0
noon | 60.2 | -166 | 0 | 150.4 | 290 | 298 | 296.8 | 0.1 | 0
13:00 | 56.1 | -140.8 | 0 | 149.6 | 290.6 | 298.1 | 297.3 | 0 | 0
14:00 | 49.2 | -121 | 0 | 133.5 | 291 | 297.8 | 297 | 0 | 0
15:00 | 40.9 | -105.5 | 0 | 111.8 | 291.1 | 297.6 | 296.7 | 0 | 0
16:00 | 31.9 | -92.5 | 0 | 113.1 | 290.9 | 297.4 | 296.4 | 0.1 | 0
17:00 | 22.8 | -80.8 | 25.1 | 93.4 | 290.2 | 297.2 | 295.8 | 0.2 | 0
18:00 | 14 | -69.7 | 50.8 | 67.2 | 289.3 | 296.9 | 295.7 | 0.3 | 0
19:00 | 5.8 | -58.4 | 47.8 | 41 | 288.3 | 296.6 | 294.9 | 0.2 | 0
20:00 | -1.4 | -46.7 | 0 | 0 | 287.4 | 296.4 | 293.6 | 0 | 0
21:00 | -7.3 | -34.3 | 0 | 0 | 286.4 | 296 | 292.9 | 0.1 | 0
22:00 | -11.6 | -21 | 0 | 0 | 285.7 | 295.9 | 292.7 | 0.2 | 0
23:00 | -13.8 | -7 | 0 | 0 | 284.8 | 295.8 | 292.5 | 0.2 | 0
July
| solar | solar | direct | diffuse | outdoor | indoor | window | heating | blinds
| altitude | azimuth | radiation | radiation | temp. | temp. | temp. | load | closed
| (degrees) | (degrees) | (W-h/m2) | (W-h/m2) | (K) | (K) | (K) | (W-h/m2) | (% time)
midnight | -15.9 | 7.2 | 0 | 0 | 286.4 | 294.5 | 292 | 16.3 | 0
1:00 | -13.7 | 21.5 | 0 | 0 | 286.1 | 294.2 | 291.5 | 20.1 | 0
2:00 | -9.3 | 35.1 | 0 | 0 | 285.6 | 294.1 | 291.3 | 20.6 | 0
3:00 | -3.3 | 47.8 | 0 | 0 | 285.3 | 294.1 | 291.2 | 19.1 | 0
4:00 | 4 | 59.7 | 7.4 | 13.9 | 285.5 | 294.3 | 291.6 | 20 | 0
5:00 | 12.3 | 71 | 22.1 | 43.4 | 285.8 | 295 | 292.5 | 16.5 | 0
6:00 | 21.1 | 82.3 | 12.9 | 72.5 | 286.4 | 295.5 | 293.3 | 16.3 | 0
7:00 | 30.2 | 94.1 | 0 | 90.2 | 286.8 | 295.8 | 293.8 | 14.1 | 0
8:00 | 39.2 | 107.3 | 0 | 107.5 | 287.6 | 296.8 | 295.2 | 0.1 | 0
9:00 | 47.4 | 122.8 | 0 | 130 | 288.7 | 297.3 | 295.7 | 0 | 0
10:00 | 54.2 | 142.4 | 0 | 152.9 | 289.7 | 297.4 | 296.5 | 0 | 0
11:00 | 58.1 | 166.6 | 0 | 166.1 | 290.7 | 297.7 | 297.1 | 0 | 0
noon | 58.1 | -166.6 | 0 | 174.3 | 291.7 | 298.1 | 297.8 | 0 | 0
13:00 | 54.2 | -142.4 | 0 | 161.4 | 292.5 | 298.1 | 298.1 | 0 | 0
14:00 | 47.4 | -122.8 | 0 | 145.3 | 292.9 | 297.8 | 297.7 | 0 | 0
15:00 | 39.2 | -107.3 | 0 | 120.5 | 293 | 297.5 | 297.4 | 0 | 0
16:00 | 30.2 | -94.1 | 0 | 114.7 | 292.8 | 297.6 | 297.3 | 0 | 0
17:00 | 21.1 | -82.3 | 18.9 | 91.1 | 292.4 | 297.4 | 296.8 | 0 | 0
18:00 | 12.3 | -71 | 59.5 | 68.5 | 291.5 | 297.7 | 296.9 | 0 | 0
19:00 | 4 | -59.7 | 57.7 | 35.1 | 290.4 | 297.7 | 296.2 | 0 | 0
20:00 | -3.3 | -47.8 | 0 | 0 | 289.3 | 297.1 | 294.5 | 0 | 0
21:00 | -9.3 | -35.1 | 0 | 0 | 288.4 | 296.9 | 294.2 | 0 | 0
22:00 | -13.7 | -21.5 | 0 | 0 | 287.5 | 296.9 | 293.8 | 0 | 0
23:00 | -15.9 | -7.2 | 0 | 0 | 286.8 | 297 | 293.7 | 0 | 0
August
| solar | solar | direct | diffuse | outdoor | indoor | window | heating | blinds
| altitude | azimuth | radiation | radiation | temp. | temp. | temp. | load | closed
| (degrees) | (degrees) | (W-h/m2) | (W-h/m2) | (K) | (K) | (K) | (W-h/m2) | (% time)
midnight | -23.7 | 7.9 | 0 | 0 | 286.4 | 294.4 | 291.8 | 14.5 | 0
1:00 | -21.3 | 23.5 | 0 | 0 | 286 | 294.2 | 291.5 | 16.1 | 0
2:00 | -16.6 | 38.1 | 0 | 0 | 285.9 | 294.1 | 291.4 | 17.7 | 0
3:00 | -10.1 | 51.6 | 0 | 0 | 285.4 | 294.1 | 291.2 | 19 | 0
4:00 | -2.4 | 64.1 | 0 | 0 | 285.1 | 294.1 | 291.1 | 21.3 | 0
5:00 | 6 | 75.9 | 12.7 | 19 | 285.3 | 294.5 | 291.7 | 19.5 | 0
6:00 | 15.1 | 87.6 | 5.8 | 45.6 | 285.9 | 295 | 292.4 | 17.8 | 0
7:00 | 24.2 | 99.7 | 0 | 76 | 286.5 | 295.5 | 293.3 | 17.6 | 0
8:00 | 32.9 | 113.1 | 0 | 96.4 | 287.3 | 296.8 | 294.7 | 0 | 0
9:00 | 40.7 | 128.5 | 0 | 119 | 288.2 | 297.2 | 295.6 | 0 | 0
10:00 | 46.9 | 146.9 | 0 | 144.3 | 289.3 | 297 | 296 | 0 | 0
11:00 | 50.3 | 168.5 | 0 | 156.9 | 290.4 | 297.4 | 296.7 | 0 | 0
noon | 50.3 | -168.5 | 0 | 169.1 | 291.3 | 297.8 | 297.5 | 0 | 0
13:00 | 46.9 | -146.9 | 0 | 150.2 | 292 | 298.1 | 297.7 | 0 | 0
14:00 | 40.7 | -128.5 | 0 | 130.8 | 292.5 | 298 | 297.6 | 0 | 0
15:00 | 32.9 | -113.1 | 0 | 103.7 | 292.6 | 298.1 | 297.2 | 0 | 0
16:00 | 24.2 | -99.7 | 0 | 76.7 | 292.2 | 297.8 | 296.7 | 0 | 0
17:00 | 15.1 | -87.6 | 6.3 | 56.4 | 291.7 | 297.5 | 296.2 | 0 | 0
18:00 | 6 | -75.9 | 24.9 | 35.1 | 290.9 | 297.3 | 295.6 | 0 | 0
19:00 | -2.4 | -64.1 | 0 | 6 | 289.9 | 297.1 | 294.7 | 0 | 0
20:00 | -10.1 | -51.6 | 0 | 0 | 289 | 296.9 | 294.3 | 0 | 0
21:00 | -16.6 | -38.1 | 0 | 0 | 288.1 | 297 | 293.8 | 0 | 0
22:00 | -21.3 | -23.5 | 0 | 0 | 287.3 | 296.6 | 293.4 | 0 | 0
23:00 | -23.7 | -7.9 | 0 | 0 | 286.6 | 296.7 | 293.4 | 0 | 0
September
| solar | solar | direct | diffuse | outdoor | indoor | window | heating | blinds
| altitude | azimuth | radiation | radiation | temp. | temp. | temp. | load | closed
| (degrees) | (degrees) | (W-h/m2) | (W-h/m2) | (K) | (K) | (K) | (W-h/m2) | (% time)
midnight | -35.1 | 9.1 | 0 | 0 | 284.9 | 294.5 | 291.4 | 43.1 | 0
1:00 | -32.3 | 26.9 | 0 | 0 | 284.8 | 294.3 | 291.2 | 43.6 | 0
2:00 | -27.1 | 43.1 | 0 | 0 | 284.5 | 294.2 | 291 | 43.1 | 0
3:00 | -20 | 57.5 | 0 | 0 | 284.3 | 294.1 | 290.9 | 42.6 | 0
4:00 | -11.8 | 70.6 | 0 | 0 | 284.1 | 294.1 | 290.8 | 43.3 | 0
5:00 | -3 | 82.8 | 0 | 0.3 | 284 | 294.1 | 290.8 | 45.5 | 0
6:00 | 6 | 94.7 | 0 | 19.9 | 284.3 | 294.2 | 291.1 | 42.7 | 0
7:00 | 15 | 107 | 0 | 44.4 | 284.7 | 294.8 | 291.9 | 37.4 | 0
8:00 | 23.3 | 120.2 | 0 | 67.9 | 285.4 | 296.9 | 293.8 | 0.3 | 0
9:00 | 30.6 | 135 | 0 | 89.9 | 286.1 | 297 | 294.2 | 0.5 | 0
10:00 | 36 | 151.7 | 0 | 104.9 | 286.8 | 297 | 294.8 | 0.4 | 0
11:00 | 39 | 170.3 | 0 | 105.9 | 287.6 | 297 | 295 | 0.3 | 0
noon | 39 | -170.3 | 0 | 104.9 | 288.3 | 296.9 | 295.3 | 0.2 | 0
13:00 | 36 | -151.7 | 0 | 101.4 | 288.9 | 297.1 | 295.6 | 0.2 | 0
14:00 | 30.6 | -135 | 0 | 92.6 | 289.4 | 297.3 | 295.6 | 0.1 | 0
15:00 | 23.3 | -120.2 | 0 | 73.2 | 289.5 | 297.4 | 295.3 | 0.1 | 0
16:00 | 15 | -107 | 0 | 44.6 | 289.3 | 297 | 294.9 | 0.1 | 0
17:00 | 6 | -94.7 | 0 | 23.9 | 288.6 | 296.9 | 294.4 | 0.1 | 0
18:00 | -3 | -82.8 | 0 | 2.4 | 287.8 | 296.9 | 293.9 | 0 | 0
19:00 | -11.8 | -70.6 | 0 | 0 | 287.1 | 296.8 | 293.5 | 0.2 | 0
20:00 | -20 | -57.5 | 0 | 0 | 286.5 | 296.8 | 293.3 | 0 | 0
21:00 | -27.1 | -43.1 | 0 | 0 | 285.9 | 296.7 | 293.2 | 0.1 | 0
22:00 | -32.3 | -26.9 | 0 | 0 | 285.3 | 297 | 293 | 0.1 | 0
23:00 | -35.1 | -9.1 | 0 | 0 | 285 | 296.6 | 292.9 | 0.1 | 0
October
| solar | solar | direct | diffuse | outdoor | indoor | window | heating | blinds
| altitude | azimuth | radiation | radiation | temp. | temp. | temp. | load | closed
| (degrees) | (degrees) | (W-h/m2) | (W-h/m2) | (K) | (K) | (K) | (W-h/m2) | (% time)
midnight | -47 | 10.8 | 0 | 0 | 282.1 | 294.1 | 290.2 | 59 | 0
1:00 | -43.7 | 31.4 | 0 | 0 | 282.1 | 294.1 | 290.2 | 58.2 | 0
2:00 | -37.8 | 49.3 | 0 | 0 | 282 | 294.1 | 290.1 | 59.7 | 0
3:00 | -30.1 | 64.6 | 0 | 0 | 281.8 | 294.1 | 290.1 | 60.6 | 0
4:00 | -21.5 | 78 | 0 | 0 | 281.8 | 294.1 | 290.1 | 62.1 | 0
5:00 | -12.4 | 90.2 | 0 | 0 | 281.7 | 294.1 | 290 | 66.8 | 0
6:00 | -3.4 | 102 | 0 | 0.8 | 281.8 | 294.1 | 290.1 | 67.5 | 0
7:00 | 5.2 | 114 | 0 | 16.8 | 282.2 | 294.1 | 290.4 | 65.6 | 0
8:00 | 13 | 126.6 | 0 | 37.6 | 282.6 | 296.2 | 292.3 | 0.3 | 0
9:00 | 19.7 | 140.4 | 0 | 61.3 | 283.3 | 296.2 | 292.4 | 1 | 0
10:00 | 24.5 | 155.5 | 0 | 70.4 | 283.9 | 296.1 | 292.9 | 0.9 | 0
11:00 | 27.1 | 171.7 | 0 | 81.3 | 284.6 | 296.2 | 293.2 | 0.7 | 0
noon | 27.1 | -171.7 | 0 | 79 | 285.1 | 296.2 | 293.5 | 0.8 | 0
13:00 | 24.5 | -155.5 | 0 | 65.6 | 285.4 | 296.1 | 293.5 | 0.7 | 0
14:00 | 19.7 | -140.4 | 0 | 49.7 | 285.5 | 296.1 | 293.3 | 0.7 | 0
15:00 | 13 | -126.6 | 0 | 33.4 | 285.3 | 296 | 293 | 0.4 | 0
16:00 | 5.2 | -114 | 0 | 14.6 | 284.7 | 296.1 | 292.5 | 0.2 | 0
17:00 | -3.4 | -102 | 0 | 0.4 | 284.1 | 296.3 | 292.2 | 0.2 | 0
18:00 | -12.4 | -90.2 | 0 | 0 | 283.5 | 296.3 | 292 | 0.1 | 0
19:00 | -21.5 | -78 | 0 | 0 | 283.1 | 296 | 292 | 0.2 | 0
20:00 | -30.1 | -64.6 | 0 | 0 | 282.8 | 296.5 | 291.9 | 0.1 | 0
21:00 | -37.8 | -49.3 | 0 | 0 | 282.5 | 296.3 | 291.6 | 0.1 | 0
22:00 | -43.7 | -31.4 | 0 | 0 | 282.4 | 296.4 | 291.8 | 0.1 | 0
23:00 | -47 | -10.8 | 0 | 0 | 282.2 | 296.2 | 291.5 | 0.3 | 0
November
| solar | solar | direct | diffuse | outdoor | indoor | window | heating | blinds
| altitude | azimuth | radiation | radiation | temp. | temp. | temp. | load | closed
| (degrees) | (degrees) | (W-h/m2) | (W-h/m2) | (K) | (K) | (K) | (W-h/m2) | (% time)
midnight | -56.2 | 12.8 | 0 | 0 | 278.9 | 294.1 | 289.1 | 105.5 | 0
1:00 | -52.4 | 36.3 | 0 | 0 | 278.8 | 294.1 | 289.1 | 105.7 | 0
2:00 | -45.8 | 55.6 | 0 | 0 | 278.6 | 294.1 | 289.1 | 111.8 | 0
3:00 | -37.7 | 71.1 | 0 | 0 | 278.5 | 294.1 | 289 | 108.3 | 0
4:00 | -28.8 | 84.3 | 0 | 0 | 278.4 | 294.1 | 289 | 104.2 | 0
5:00 | -19.7 | 96.2 | 0 | 0 | 278.4 | 294.1 | 289 | 107.7 | 0
6:00 | -10.7 | 107.7 | 0 | 0 | 278.3 | 294.1 | 289 | 108 | 0
7:00 | -2.4 | 119.2 | 0 | 1 | 278.2 | 294.1 | 288.9 | 108.6 | 0
8:00 | 5 | 131.2 | 0 | 16 | 278.4 | 295.5 | 290.2 | 0 | 0
9:00 | 11.1 | 144.1 | 0 | 30.1 | 278.8 | 296.1 | 290.7 | 0.7 | 0
10:00 | 15.5 | 157.9 | 0 | 45.9 | 279.2 | 295.8 | 291 | 1.5 | 0
11:00 | 17.8 | 172.5 | 0 | 57.8 | 279.7 | 295.8 | 291.4 | 1.4 | 0
noon | 17.8 | -172.5 | 0 | 55.3 | 280.1 | 295.9 | 291.5 | 1.1 | 0
13:00 | 15.5 | -157.9 | 0 | 47.3 | 280.3 | 296 | 291.2 | 1.5 | 0
14:00 | 11.1 | -144.1 | 0 | 30.2 | 280.4 | 296.1 | 291.2 | 0.8 | 0
15:00 | 5 | -131.2 | 0 | 12.9 | 280.2 | 295.9 | 291.3 | 0.3 | 0
16:00 | -2.4 | -119.2 | 0 | 0 | 280 | 296 | 290.9 | 0.1 | 0
17:00 | -10.7 | -107.7 | 0 | 0 | 279.7 | 295.9 | 290.6 | 0.1 | 0
18:00 | -19.7 | -96.2 | 0 | 0 | 279.6 | 295.5 | 290.3 | 0.2 | 0
19:00 | -28.8 | -84.3 | 0 | 0 | 279.4 | 295.7 | 290.4 | 0.1 | 0
20:00 | -37.7 | -71.1 | 0 | 0 | 279.4 | 295.5 | 290.3 | 0.1 | 0
21:00 | -45.8 | -55.6 | 0 | 0 | 279.2 | 295.4 | 290 | 0.2 | 0
22:00 | -52.4 | -36.3 | 0 | 0 | 279 | 295.7 | 290.1 | 0.2 | 0
23:00 | -56.2 | -12.8 | 0 | 0 | 278.8 | 295.3 | 290 | 0.2 | 0
December
| solar | solar | direct | diffuse | outdoor | indoor | window | heating | blinds
| altitude | azimuth | radiation | radiation | temp. | temp. | temp. | load | closed
| (degrees) | (degrees) | (W-h/m2) | (W-h/m2) | (K) | (K) | (K) | (W-h/m2) | (% time)
midnight | -60.2 | 13.9 | 0 | 0 | 276.9 | 294.1 | 288.5 | 110.5 | 0
1:00 | -56.1 | 39.1 | 0 | 0 | 276.8 | 294.1 | 288.5 | 114 | 0
2:00 | -49.2 | 58.9 | 0 | 0 | 276.8 | 294.1 | 288.5 | 114.3 | 0
3:00 | -40.9 | 74.4 | 0 | 0 | 276.8 | 294.1 | 288.5 | 114.3 | 0
4:00 | -31.9 | 87.4 | 0 | 0 | 276.9 | 294.1 | 288.5 | 111.7 | 0
5:00 | -22.8 | 99.1 | 0 | 0 | 277 | 294.1 | 288.5 | 114.7 | 0
6:00 | -14 | 110.2 | 0 | 0 | 276.9 | 294.1 | 288.5 | 111.8 | 0
7:00 | -5.8 | 121.5 | 0 | 0 | 276.9 | 294.1 | 288.5 | 109.1 | 0
8:00 | 1.4 | 133.2 | 0 | 1.8 | 277.1 | 294.8 | 288.9 | 0 | 0
9:00 | 7.3 | 145.7 | 0 | 14.9 | 277.3 | 295.7 | 289.8 | 0.2 | 0
10:00 | 11.6 | 158.9 | 0 | 28.6 | 277.7 | 296.1 | 290.1 | 0.7 | 0
11:00 | 13.8 | 172.9 | 0 | 36.8 | 277.9 | 296.2 | 290.4 | 1 | 0
noon | 13.8 | -172.9 | 0 | 37.9 | 278.2 | 295.8 | 290.6 | 1.7 | 0
13:00 | 11.6 | -158.9 | 0 | 29 | 278.4 | 295.8 | 290.5 | 0.8 | 0
14:00 | 7.3 | -145.7 | 0 | 18.1 | 278.3 | 295.8 | 290.4 | 0.5 | 0
15:00 | 1.4 | -133.2 | 0 | 4.7 | 278.2 | 295.9 | 290.1 | 0.2 | 0
16:00 | -5.8 | -121.5 | 0 | 0 | 277.8 | 295.9 | 290 | 0.1 | 0
17:00 | -14 | -110.2 | 0 | 0 | 277.7 | 295.8 | 289.9 | 0.2 | 0
18:00 | -22.8 | -99.1 | 0 | 0 | 277.5 | 295.9 | 289.9 | 0 | 0
19:00 | -31.9 | -87.4 | 0 | 0 | 277.5 | 295.5 | 289.7 | 0.3 | 0
20:00 | -40.9 | -74.4 | 0 | 0 | 277.3 | 295.5 | 289.7 | 0.1 | 0
21:00 | -49.2 | -58.9 | 0 | 0 | 277.1 | 295.5 | 289.5 | 0.1 | 0
22:00 | -56.1 | -39.1 | 0 | 0 | 277.1 | 295.6 | 289.5 | 0.1 | 0
23:00 | -60.2 | -13.9 | 0 | 0 | 277 | 295.5 | 289.5 | 0.1 | 0